## Sheet1
Article Number | Product Description | Product Family | Product Lifecycle (PLM) | PLM Effective Date | Notes | Product Image
1LY1631-0AA00-0AA0 | ***spare part*** end shield DE |  | PM410:Product cancellation | Product is cancelled since: 21.07.2021 | This product is a Spare Part, please visit the Spares & Service section for more information If you need assistance please contact our local Siemens office | downloaded_assets/images/1LY1631-0AA00-0AA0.jpg
6AV21044FF030AE0 | SIMATIC WinCC Runtime Advanced 2048 Power Tags V13 SP2 Upgrade WinCC flexible 2008 Runtime 2048 Power Tags-> WinCC Runtime Advanced 2048 Power Tags V13 SP2 R-SW in TIA Portal; single license; SW and documentation on DVD; License key on a USB flash drive; Class A; 6 languages (de,en,fr,es,it,zh); executable in Windows 7 (32 bit, 64 bit), Windows 8.1/10 (64 bit), Windows Server 2008 R2/2012 R2/2016 (64 bit) |  | PM500:Discontinued Product or end of PLM & Support | End of product lifecycle since: 01.10.2021 | Product was deleted without replacement If you need assistance please contact our local Siemens office | downloaded_assets/images/6AV21044FF030AE0.jpg
7ML1830-3AH | Kit,LR560,Electronics Module, PROFIBUS PA, 100m |  | PM300:Active Product |  |  | downloaded_assets/images/7ML1830-3AH.jpg
1FK2204-5AF11-1SA0 | SIMOTICS S-1FK2 CT servo motor M0=2.4 Nm; PN = 0.75 kW at nN=3000 rpm (380-480 V); PN = 0.375 kW at nN=1500 rpm (200-240 V); with holding brake; degree of protection IP65; shaft D19x40 mm with feather key; absolute encoder single-turn 22-bit (encoder AS22DQC); with OCC interface; plug size M17, rotatable; |  | PM300:Active Product |  |  | downloaded_assets/images/1FK2204-5AF11-1SA0.jpg
3LD9201-2A | Terminal cover, 1-pole, 16A, accessory for main and emergency switching-off switch 3LD2 |  | PM300:Active Product |  |  | downloaded_assets/images/3LD9201-2A.jpg
1FT7105-5AB71-1BA1 | SIMOTICS S Synchronous motor 1FT7, M0=50Nm (100K) NN=1500rpm, PN=6.60kW Naturally cooled Frame size IMB 5 (IM V1, IM V3) Conventional flange (1FT6/1FK7 compatible) POWER CONNECTOR ROTATABLE ABSOLUTE VALUE ENCODER SINGLETURN 24 BIT WITH DRIVE-CLIQ INTERFACE (ENCODER AS24DQI) SHAFT WITH FITTED KEY; W/O HOLDING BRAKE; ACC. TOLERANCE N VIBRATION SEVERITY GRADE A, DEGREE OF PROTECTION IP 65 |  | PM300:Active Product |  |  | downloaded_assets/images/1FT7105-5AB71-1BA1.jpg
A6X30141256
LCE02C202480A
FHOHN4
D25439001
9610EH2116DGTD
9610DH1115AEZB
TPS3BL1245SXD2
3SE5212-0AC05-1CA0 | Empty enclosure for position switch made of metal with increased corrosion protection according to EN 50047, 31 mm M20 x 1.5 with cover Color turquoise and plunger |  | PM300:Active Product |  |  | downloaded_assets/images/3SE5212-0AC05-1CA0.jpg
6ES7647-7BF40-0AA0 | ***no longer available*** SIMATIC IPC427C (Microbox PC), Processor: CORE2 SOLO 1.2 GHz, 800 MHz FSB, 3 MB SLC, PROFIBUS DP 12 Memory configuration: 4 GB DDR3 1066, SODIMM Extension (HW): Without expansions Drive can be swapped (accessible): Replaceable without drive Internal drive (not accessible) 320 GB HDD SATA Operating system: Windows Embedded Standard 2009 pre-installed on drive internal |  | PM490:Start of final year of support | Product discontinued since: 01.10.2020 | Product was deleted without replacement If you need assistance please contact our local Siemens office | downloaded_assets/images/6ES7647-7BF40-0AA0.jpg
3VL9700-4TG00 | ACCESSORY FOR VL1250, TERMINAL FOR CABLE (CU OR AL) 1 PIECE |  | PM500:Discontinued Product or end of PLM & Support | End of product lifecycle since: 30.08.2015 | Product is no longer available Sucessor:SUCCESSOR: 3POL 3VL97004TG30; 4POL 3VL97004TG40 If you need assistance please contact our local Siemens office
9610UH1115ACZA
9610TH1116HCTB
3NC2432-3 | SITOR FUSE-LINK SIZE 3 400A, AC 500V WITH 1 VERTICAL AND 1 HORIZONTAL SLOT |  | PM500:Discontinued Product or end of PLM & Support | End of product lifecycle since: 01.01.2011 | Product is no longer available. Successor: 3NC2432-3C Compare Products Sorry but this product is currently not available.
L3A340ZYGCXQZCN
6AV63711BH150AX0 | WINCC POWERPACK F.VERSION V5.X RUNTIME+CS LICENSE W/O VERSION CONVERSION FROM 256 TO 64K POWER TAGS |  | PM500:Discontinued Product or end of PLM & Support | End of product lifecycle since: 01.10.2017 | Product was deleted without replacement If you need assistance please contact our local Siemens office
A6X30147558
XP421
5SX2-130-7 | Miniature circuit-breaker >N< 230/400 V, 6kA, 1-pole C 30A |  | PM500:Discontinued Product or end of PLM & Support | End of product lifecycle since: 01.10.2020 | Product is no longer available Sucessor:Successor type = 5SY4130-7 D70mm/10kA instead of D55mm/6kA If you need assistance please contact our local Siemens office
14HUG820H
1FT6105-8WC71-4AL7 | ****spare part**** SIMOTICS S synchronous servo motor 1FT6 85 Nm, 100K, 2000 rpm water-cooled IM B5 (IM V1, IM V3) for power and signal connector connector outlet direction axial DE Incremental encoder sin/cos 1 Vss 2048 S/R (encoder I-2048) smooth shaft, circular runout tolerance R with holding brake Vibration severity grade R, KEROSENE SEAL (IP68) |  | PM410:Product cancellation | Product is cancelled since: 01.10.2015 | This product is a Spare Part, please visit the Spares & Service section for more information If you need assistance please contact our local Siemens office | downloaded_assets/images/1FT6105-8WC71-4AL7.jpg
1FT6082-8AF71-4FB2 | ****spare part**** SIMOTICS S synchronous servo motor 1FT6 13 Nm, 100K, 3000 rpm naturally cooled IM B5 (IM V1, IM V3) for power and signal connector connector outlet direction axial DE absolute encoder 2048 S/R (encoder A-2048) with Drive-CLiQ interface; Derating 10% due to absolute encoder With feather key, circular runout tolerance N with holding brake Vibration severity grade N radial shaft seal (IP67) |  | PM410:Product cancellation | Product is cancelled since: 01.10.2015 | This product is a Spare Part, please visit the Spares & Service section for more information If you need assistance please contact our local Siemens office | downloaded_assets/images/1FT6082-8AF71-4FB2.jpg
6SL32203YH461UP0 | SINAMICS G120X Rated power: 110 kW At 110% 60s, 100% 240 s Unfiltered 500-690 V 3AC +10/-20% 47-63 Hz Ambient temperature -20 to +45 °C Size: FSF Degree of protection IP20 / UL open type painting 3C2 With Intelligent Operator Panel with IO expansions Fieldbus integrated: PROFIBUS DP |  | PM300:Active Product |  |  | downloaded_assets/images/6SL32203YH461UP0.jpg
6SL3220-1YE24-0UP0 | SINAMICS G120X Rated power: 7.5 kW At 110% 60s, 100% 240 s Unfiltered 380-480 V 3 AC +10/-20% 47-63 Hz Ambient temperature -20 to +45 °C Size: FSB Degree of protection IP20 / UL open type painting 3C2 without operator panel Without IO expansion Fieldbus integrated: PROFIBUS DP |  | PM300:Active Product |  |  | downloaded_assets/images/6SL3220-1YE24-0UP0.jpg
E7
74FT33BFAP
5SU91060DV10 | LS/DI PROTECTIVE DEVICE TYPE AC (CO), D=70MM IFN 10MA, 6KA 1+N-POLE B 10A 1MW |  | PM500:Discontinued Product or end of PLM & Support | End of product lifecycle since: 01.02.2012 | Product was deleted without replacement Sucessor:NO REPLACEMENT Sorry but this product is currently not available. If you need assistance please contact our local Siemens office
6AV74563TB000CG0 | *** SPARE PART*** SIMATIC FLAT PANEL FP77-19T 19 INCH TOUCH TFT- DISPLAY WITH 1280X1024 PIXEL RESOLUTION FOR FA. TETRAPAK BASIS: 6AV7861-3TB00-0AA0 |  | PM500:Discontinued Product or end of PLM & Support | End of product lifecycle since: 01.10.2016 | Product was deleted without replacement If you need assistance please contact our local Siemens office
9610DC1115CBZD
US2:17DUB92FD11
A5E00747065
8MF1111-0AA00-0CD5 | SIVACON 2200mm x 800mm x 600mm |  | PM300:Active Product |  |  | downloaded_assets/images/8MF1111-0AA00-0CD5.jpg
A5E01181689 | Accessory SITRANS FM Sensor cable kit, coil cable standard type, electrode cable special type (double-shielded), PVC jacket Length per cable: 60 m, 197 ft |  | PM300:Active Product |  |  | downloaded_assets/images/A5E01181689.jpg
US2:V20503
3RT2936-6E | contact piece set, 4-pole, for contactors 3RT2336, consists of 3 movable and 6 fixed contacts and a replacement pole |  | PM300:Active Product |  |  | downloaded_assets/images/3RT2936-6E.jpg
1FK7043-4CK74-1TH2 | SIMOTICS S Synchronous motor 1FK7-HD PN=1.3kW; UDC=600V M0=3.5Nm (100K); NN=6000rpm; Naturally cooled FRAME SIZE IMB 5 (IM V1, IM V3) FLANGE 1, WITH PT1000 TEMPERATURESENSOR POWER CONNECTOR ROTATABLE RESOLVER 2-POLE (RESOLVER P=1); PLAIN SHAFT, TOLERANCE N; WITH HOLDING BRAKE Degree of protection IP65 DE flange IP67 |  | PM300:Active Product |  |  | downloaded_assets/images/1FK7043-4CK74-1TH2.jpg
LCE04C002277A
FDU:A5E50373319
9610TC2155BBZC
42EF35BF
6AV78200AA201AC0 | SIMATIC PANEL PC 577 12" TOUCH DISPLAY; CELERON 2.0 GHZ; 1 GBYTE DDR400 SDRAM; DVD-ROM; WINDOWS XP SP1 PROFESSIONAL MUI (EN,GE,FR,IT,SP,JP,CHN,KOR) |  | PM500:Discontinued Product or end of PLM & Support | End of product lifecycle since: 01.06.2013 | Product was deleted without replacement If you need assistance please contact our local Siemens office
1FK7083-5AF71-1DG3 | ****spare part**** SIMOTICS S synchronous servo motor 1FK7 Compact 16 Nm, 100K 3000 rpm, 3.30 kW naturally cooled IM B5 (IM V1, IM V3) power/signal connector plug rotatable by 270° INCREMENTAL ENCODER 2048 P/REV (ENCODER I-2048) WITH DRIVE-CLIQ INTERFACE; PLAIN SHAFT, TOLERANCE N; W/O HOLDING BRAKE DEGREE OF PROTECTION IP64; PAINT FINISH RAL7016 |  | PM410:Product cancellation | Product is cancelled since: 01.10.2019 | Sucessor:Successor product is 1FK7 Generation 2 This product is a Spare Part, please visit the Spares & Service section for more information If you need assistance please contact our local Siemens office | downloaded_assets/images/1FK7083-5AF71-1DG3.jpg
P1J271796 | Device: 7SJ85 Overcurrent Prot ection with Standardvariant H ousing type: Flush mounting; B I: 43; BO: 25 (19ST + 6F + 0HS + 0P); CT: 4 (protection); VT: 4 (standard); ¦Measuring-transducer inputs: 0 (20 mA or 10 V, fast), 0 (20 mA, standard); ¦Housing width: 2/3 x 19''; ¦Modules in 19" row 1: IO202, PS201, IO207, IO207; ¦Modules in 19" row 2: ; ¦LEDs/Push-buttons: 16 LEDs; ¦Operation Panel: Integrated; ¦Key switch: Without; ¦Display type: Large display; ¦Front Design: Standard; ¦Power Supply: DC 60 V-250 V, AC 100 V-230 V; |  | PM300:Active Product |  |  | downloaded_assets/images/P1J271796.jpg
P1B45632 | Device: 7SD82 Differential Pro t. 3-p. 2-end protection, exte ndable with Standardvariant H ousing type: Flush mounting; B I: 11; BO: 9 (9ST + 0F + 0HS + 0P); CT: 4 (protection); VT: 4 (standard); ¦Measuring-transducer inputs: 0 (20 mA or 10 V, fast), 0 (20 mA, standard); ¦Housing width: 1/3 x 19''; ¦Modules in 19" row 1: IO102, PS101; ¦Modules in 19" row 2: ; ¦LEDs/Push-buttons: 16 LEDs; ¦Operation Panel: Integrated; ¦Key switch: Without; ¦Display type: Large display; ¦Front Design: Standard; ¦Power Supply: DC 110 V-250 V, |  | PM300:Active Product |  | Sucessor:Can be downgraded as far as V8.83. Order older version with SIP5 configurator. | downloaded_assets/images/P1B45632.jpg
LEDF1E003277C
A7F30003521
3SB36060AA510CC0 | 22MM METAL ROUND COMPLETE UNIT COMBINATION: ILLUMINATED PUSHBUTTON MOMENTARY CONTACT TYPE WITH FLAT BUTTON NON-ILLUMINATED WITH LAMP HOLDER BA 9S WITHOUT LAMP SPRING-LOADED TERMINAL, 1NO WITH HOLDER BLUE !!! Phased-out product !!! SIRIUS ACT 3SU1 is suc Preferred successor ty >>3SU1051-0AB50-0AA0 + 3SU1400-1AA10-3BA0 + 3SU1550-0AA10-0AA0<< |  | PM500:Discontinued Product or end of PLM & Support | End of product lifecycle since: 22.03.2024 | Product is no longer available Sucessor:www.siemens.com/conversion-tool If you need assistance please contact our local Siemens office
3RV1421-0FA10 | Circuit breaker 0.35...0.5 A For transformer protection A-release 0.35...0.5 A Short-circuit release 10 A Screw terminal Standard switching capacity !!! Phased-out product !!! Successor is SIRIUS 3RV2 Preferred successor type is >>3RV2411-0FA10<< |  | PM500:Discontinued Product or end of PLM & Support | End of product lifecycle since: 30.09.2021 | Product is no longer available Sucessor:The successor is 3RV2411-0FA10 If you need assistance please contact our local Siemens office | downloaded_assets/images/3RV1421-0FA10.jpg
LDX:ABGA160MB04
NMA:C406955
3KX7111-4AA00 | C: S PORTE ZW 120 mm Sz. 1: 2: 3: 4 |  | PM300:Active Product |  |  | downloaded_assets/images/3KX7111-4AA00.jpg
1LE23214DD112AA3 | Siemens intends to sell the LV NEMA motor business to ABB on the target date of May 2nd 2023 . Provided the sell is completed on the target date, the brand on nameplate will change sometime between May 2nd 2023 and Feb 2nd 2024. ******************************* LOW-VOLTAGE MOTOR, NEMA 3 PHASE SQUIRREL CAGE MOTOR SEVERE DUTY SD100 CAST-IRON HOUSING NP EFFICIENCY TEFC (IP55) 8 POLE * FS 444TS 75 HP (60 HZ) 460V STD, 60HZ FOOT MOUNTED F-1,2 WITHOUT WINDING PROTECTION FLOOR F-1 |  | PM500:Discontinued Product or end of PLM & Support | End of product lifecycle since: 26.04.2023 | Product was deleted without replacement If you need assistance please contact our local Siemens office
7ML5422-2AD30 | SITRANS LR200 Radar level transmitter with polypropylene rod: continuous, non-contact, 20 m (66 ft) range, for liquids and slurries. Enclosure / Cable Inlet: Aluminum, Epoxy painted, 2 X 1/2 " NPT Polypropylene antenna type - (Max. 3 Bar pressure and +80 C): 1-1/2 inch NPT ((Taper), ASME B1.20.1) comes with integral 100 mm shield Approvals: Intrinsically Safe, FM Class I , II, Div 1, Gr. A,B,C,D, E,F,G, FCC Communication / Output: 4-20mA HART, start-up at <3.6mA . |  | PM400:Phase Out Started | Product phase-out since: 03.04.2024 |  | downloaded_assets/images/7ML5422-2AD30 .jpg
LDX:L0135405
EWN:0000531476000
87GUG6MJ
A6X30143159
NNG2B120
J13P30-32VDC
WMM54AB200UA
17IP92NE1781
1FK7033-7AF21-1HG2 | ****spare part**** SIMOTICS S synchronous servo motor 1FK7 High Dynamic, DC link 300 V 1, 3 Nm, 100K, 3000 rpm naturally cooled IM B5 (V1, V3) power/signal connector plug rotatable by 270° ABSOLUTE ENCODER 512 P/REV (ENCODER A-512); PERFORMANCE REDUCTION BY 10% DUE TO ABSOLUTE ENCODER; PLAIN SHAFT, TOLERANCE N; W/O HOLDING BRAKE DEGREE OF PROTECTION IP65 FLANGE ON DRIVE END IP67 |  | PM410:Product cancellation | Product is cancelled since: 01.10.2019 | Sucessor:Successor product is 1FK7 Generation 2 This product is a Spare Part, please visit the Spares & Service section for more information If you need assistance please contact our local Siemens office | downloaded_assets/images/1FK7033-7AF21-1HG2.jpg
3RT1065-2AS36 | power contactor, AC-3e/AC-3 265 A, 132 kW / 400 V AC (50-60 Hz) / DC Uc: 500-550 V 3-pole, auxiliary contacts 2 NO + 2 NC drive: conventional main circuit: busbar control and auxiliary circuit: spring-loaded terminal |  | PM300:Active Product |  |  | downloaded_assets/images/3RT1065-2AS36.jpg
3VA5220-5ED31-1AA0 | circuit breaker 3VA5 UL Frame 250 breaking capacity class M 35 kA @ 480 V 3-pole, line protection TM210, FTFM, In=200 A overload protection Ir=200 A permanently set short-circuit protection Ii=10 x In UL 489 SB (naval), 50° C without connection |  | PM300:Active Product |  |  | downloaded_assets/images/3VA5220-5ED31-1AA0.jpg
6FX5022-5CS06-1BA0 | Power cable pre-assembled TYPE 6FX5022-5CS06 4X1,5 C, CONN. FULL THREAD S. 1 FOR SINAMICS S120 BOOKSIZE MOTOR MODULE C-/D-TYPES PREPARED CONDUCTORS, W/O SINAMICS CONNECTOR MOTION-CONNECT 500 UL/CSA, DESINA DMAX=8.4 MM LENGTH (M) = +0 +10 +0 +0 |  | PM300:Active Product |  |  | downloaded_assets/images/6FX5022-5CS06-1BA0.jpg
A6X30144359
D68919001
87FAJ6LA
US2:14CP32FC81
C98043-A7007-L3
1FK70632AF711KG1 | SIMOTICS S Synchronous motor 1FK7-CT PN=2.3kW; UDC=600V M0=11Nm (100K); NN=3000rpm; Naturally cooled FRAME SIZE IMB 5 (IM V1, IM V3) FLANGE 1 POWER CONNECTOR ROTATABLE ABSOLUTE ENCODER 16BIT + 12BIT MULTITURN, WITH DRIVE-CLIQ INTERFACE (ENCODER AM16DQ) PLAIN SHAFT, TOLERANCE N; W/O HOLDING BRAKE Degree of protection IP65 |  | PM410:Product cancellation | Product is cancelled since: 01.10.2018 |  | downloaded_assets/images/1FK70632AF711KG1.jpg
40NH320F
6FX2001-2PB00 | INCREM. ENCODER 6FX2001-2PB00 WITH RS 422 (TTL), 1000 P/R, CLAMP FLANGE WELLE 10 MM OPERATING VOLTAGE 5 V RADIAL FLANGE CONNECTOR |  | PM300:Active Product |  |  | downloaded_assets/images/6FX2001-2PB00.jpg
6SL32302YC400UF0 | SINAMICS G120X Rated power: 55 kW At 110% 60s, 100% 240 s Unfiltered 200-240 V 3 AC +10/-20% 47-63 Hz Ambient temperature -20 to +45 °C Size: FSF Degree of protection IP20 / UL open type Paint finish 3C3 with Basic Operator Panel Without IO expansion Fieldbus integrated: PROFINET PN, Ethernet IP |  | PM300:Active Product |  |  | downloaded_assets/images/6SL32302YC400UF0.jpg
3VF9-524-1JA10 | ACCESSORY F. 3VF5 CIRC.-BREAKER BUSBAR CONNECTION PIECES FOR FRONT CONNECTION CONSISTS OF 3 PIECES |  | PM500:Discontinued Product or end of PLM & Support | End of product lifecycle since: 17.10.2014 | Product is no longer available Sucessor:ORDER THE REPLACEMENT TYPE AT TECHNICAL-ASSISTANCE@SIEMENS.COM(0911-895-5900) If you need assistance please contact our local Siemens office
3RA1110-0DD15-1BF4
1-210-1704
RLW-032205
6AV21050FA140AA0 | SIMATIC WinCC RT Professional, 2048 PowerTags Asia V14 SP1, runtime software in TIA Portal, single license, SW and documentation on DVD, license key on USB flash drive, Class A, 6 languages (de,en,fr,es,it,zh), Executable in Windows 7 Prof/Ent/Ult SP1 (32/64-bit)/ 10 Prof/Ent (64-bit)/ 8.1 Prof/Ent (64-bit)/ Server 2008 R2+SP1 (64-bit)/ Server 2012 R2 / 2016 (64-bit)/ ******************************* Content: Set (2x DVD + 1x USB) |  | PM500:Discontinued Product or end of PLM & Support | End of product lifecycle since: 01.10.2021 | Product is no longer available Sucessor:A newer version is available: 6AV2105-0FA15-0AA0 If you need assistance please contact our local Siemens office | downloaded_assets/images/6AV21050FA140AA0.jpg
8LK1024-0AA05 | Base cover H: 200 mm, W: 400 mm |  | PM300:Active Product |  |  | downloaded_assets/images/8LK1024-0AA05.jpg
52SX2AABK1
HED42B040LSN
JD63W350
17CSB92WA
4EU25527UA000AA0
US2:32DUED92F1VF
74HT34BFAF
9610DH2116KBZA
9610TC1156EGTA
17JP92WG1781
US2:18DUE92WS
7PG1821-2JN80-1CH0 | Tripping relay Reyrolle 7PG18, TR-A2-: high burden, EB2 self reset contacts, operating coil cut-off: Economy, contact arrangement: 8 NO / 12 NC, voltage rating: DC 240 V, back emf suppression diode: not fitted. |  | PM410:Product cancellation | Product is cancelled since: 30.09.2023 | Sucessor:Successive/substitute product 7PG1521-2XX80 Sorry but this product is currently not available. | downloaded_assets/images/7PG1821-2JN80-1CH0.jpg
5SX23B6
3SU1900-0AC81-0AE0-Z
P1J1398755 | Device: 7SJ85 Overcurrent Prot ection Housing type: Flush mo unting; BI: 35; BO: 33 (27ST + 6F + 0HS + 0P); CT: 3 (protect ion) + 1 (sensitive); VT: 4 (s tandard); ¦Measuring-transducer inputs: 0 (20 mA or 10 V, fast), 0 (20 mA, standard); ¦Housing width: 2/3 x 19''; ¦Modules in 19" row 1: IO202, PS201, IO231, PS204; ¦Modules in 19" row 2: ; ¦LEDs/Push-buttons: 16 LEDs; ¦Operation Panel: Integrated; ¦Key switch: Without; ¦Display type: Large display; ¦Front Design: Standard; ¦Power Supply: DC 60 V-250 V, AC 100 V-230 V; |  | PM300:Active Product |  |  | downloaded_assets/images/P1J1398755.jpg
3RA21254DD270BB4
6GK6015-0AL20-0JD0 | RUGGEDCOM RX1500PN LM 6FX50 Line Module 6 x 100FX SFP Blank (no optical transceiver) |  | PM300:Active Product |  |  | downloaded_assets/images/6GK6015-0AL20-0JD0.jpg
6ES76605GF602AF3 | ***no longer available*** SIMATIC PCS 7 Industrial Workstation IPC647D; (rack PC, 19", 2 U), interfaces: 2x Gbit LAN (RJ45), 1x DVI-I, 2x display port; 1x COM, 2x PS/2, audio; 2x USB 3.0; 2x USB 2.0 on rear side, 1x USB 3.0; 1x USB 2.0, front-side; 1x USB 3.0 internal; temperature and fan monitoring; watchdog; card retainer; Xeon E3-1268LV3 (4C/8T, 2.3 GHz, 8 MB cache, TB, VT-D, AMT); ES/OS Single Station; RAID1, 1 TB (2x 1 TB HDD SATA, data mirroring); in removable frame, hot swap; on front; 16 GB DDR3 SDRAM (2x 8 GB), ECC, dual channel; BCE; PCS 7 V8.2 SP1 pre-installed Windows 7 Ultimate, 64 bit, MUI (en/de/fr/it/es/cn); bus module 4 slots: 2x PCI, 2x PCIE X16 (8 lane), DVD +/-RW (slim); + multi monitor 4 screens PCIE x16 graphics card; 100/240V industrial power supply unit; with NAMUR; power supply cable USA |  | PM410:Product cancellation | Product is cancelled since: 01.04.2024 | This product is a Spare Part, please visit the Spares & Service section for more information If you need assistance please contact our local Siemens office | downloaded_assets/images/6ES76605GF602AF3.jpg
6FX5002-5CS56-1CF0 | Power cable pre-assembled TYPE 6FX5002-5CS56 4X6 C CONNECTOR FULL THREAD SIZE 1.5 FOR SINAMICS S120 BOOKSIZE MOTOR MODULE C-/D-TYPES MOTION-CONNECT 500 UL/CSA, DESINA DMAX=13.6 MM LENGTH (M) = +0 +20 +5 +0 |  | PM300:Active Product |  |  | downloaded_assets/images/6FX5002-5CS56-1CF0.jpg
SG045IBSE
9610DH1156EDZA
30ESGF3201VA
1FK7043-7AF21-1AA2 | ****spare part**** SIMOTICS S synchronous servo motor 1FK7 High Dynamic, DC link 300 V 3.1 Nm, 100K, 3000 rpm 0.79 kW, naturally cooled IM B5 (V1, V3) power/signal connector plug rotatable by 270° INCREM. ENCODER, SIN/COS 1 VPP 2048 P/REV (ENCODER I-2048); SHAFT WITH FITTED KEY, TOLERANCE N; W/O HOLDING BRAKE DEGREE OF PROTECTION IP65 FLANGE ON DRIVE END IP67 |  | PM410:Product cancellation | Product is cancelled since: 01.10.2019 | Sucessor:Successor product is 1FK7 Generation 2 This product is a Spare Part, please visit the Spares & Service section for more information If you need assistance please contact our local Siemens office | downloaded_assets/images/1FK7043-7AF21-1AA2.jpg
9610TH-2156-AZTA
1LE1503-1DA49-0WA4-Z B02+H00+M2B
462 000.7033.00
P1J976174 | Device: 7SJ81 Overcurrent prot ection with Standardvariant H ousing type: Flush mounting; B I: 16; BO: 11 (11ST + 0F + 0HS + 0P); CT: 4 (protection); VT: 4 (standard); ¦Measuring-transducer inputs: 0 (20 mA or 10 V, fast), 0 (20 mA, standard); ¦Housing width: 1/3 x 19''; ¦Modules in 19" row 1: IO102, PS101, IO112; ¦Modules in 19" row 2: ; ¦LEDs/Push-buttons: 12 LEDs; ¦Operation Panel: Integrated; ¦Key switch: Without; ¦Display type: Large display; ¦Front Design: Standard; ¦Power Supply: DC 24 V - 48 V; ¦Communications encryption: No |  | PM300:Active Product |  | Sucessor:Can be downgraded as far as V8.83. Order older version with SIP5 configurator. | downloaded_assets/images/P1J976174.jpg
6MF1113-0CG30-0AA0 | THE POWER SUPPLY PS-2630 IS USED TO SUPPLY POWER TO THE SYSTEM COMPONENT SICAM AK 3. NOMINAL INPUT VOLTAGES (INPUT VOLTAGE RANGE): 24 VDC / 48 VDC / 60 VDC (18 VDC TO 78 VDC) VOLTAGE OUTPUT FOR SYSTEM SUPPLY: 5.1VDC/120W POSSIBILITY OF REDUNDANT CONFIGURATION |  | PM300:Active Product |  |  | downloaded_assets/images/6MF1113-0CG30-0AA0.jpg
1FK7105-2AF71-1TH1 | SIMOTICS S Synchronous motor 1FK7-CT PN=8.2kW; UDC=600V M0=48Nm (100K); NN=3000rpm; Naturally cooled FRAME SIZE IMB 5 (IM V1, IM V3) FLANGE 1, WITH KTY TEMPERATURESENSOR POWER CONNECTOR ROTATABLE RESOLVER 2-POLE (RESOLVER P=1); PLAIN SHAFT, TOLERANCE N; WITH HOLDING BRAKE Degree of protection IP65 |  | PM410:Product cancellation | Product is cancelled since: 01.10.2020 | Sucessor:Successor: 1FK7 motor with temperature sensor Pt1000 | downloaded_assets/images/1FK7105-2AF71-1TH1.jpg
3TH4355-0AC2 | Contactor relay, 55E, EN 50011, 5 NO + 5 NC, screw terminal, AC operation, 24 V AC 50/60 Hz |  | PM300:Active Product |  |  | downloaded_assets/images/3TH4355-0AC2.jpg
6GT2398-1DC00 | SIMATIC RF300/RF200 antenna ANT 12 stainless steel, -25...+70 °C, IP65, thread M12x1, length 40 mm; without connection cable. |  | PM300:Active Product |  |  | downloaded_assets/images/6GT2398-1DC00.jpg
A6X30077071
C66117-A5212-A112
30DUEE32W2HC
9610EC1156EDZC
9610UC2116KCTD
3RA1215-0JD15-1BA4
9510EC-2116-JZZA
6ES7647-2CC00-0GX1
3VA1116-1AA36-0CC0 | switch disconnector 3VA1 IEC frame 160 3-pole SD100, In=160A without overload protection w/o short-circuit protection clamp connection undervoltage release (UVR) 120-127V AC 50/60Hz 2 auxiliary switches HQ |  | PM300:Active Product |  |  | downloaded_assets/images/3VA1116-1AA36-0CC0.jpg
FDU:A5E36646953
A5E41526318 | Sparepart SITRANS FCT030 Compact Version Sensor interface cassette for systems without DSL and for systems with analog sensor connection, HW version 3, FW version 4.0 |  | PM410:Product cancellation | Product is cancelled since: 14.05.2024 | This product is a Spare Part, please visit the Spares & Service section for more information If you need assistance please contact our local Siemens office | downloaded_assets/images/A5E41526318.jpg
B203FO-HA226.600
9610TC1115CEZA
9510UC-1115-GFTA
1FK7063-5AH71-1AH8 | ****spare part**** SIMOTICS S synchronous servo motor 1FK7 Compact, 11 Nm 100K, 4500 rpm, 1.41 kW naturally cooled IM B5 (IM V1, IM V3) power/signal connector plug rotatable by 270° INCREM. ENCODER, SIN/COS 1 VPP 2048 P/REV (ENCODER I-2048); PLAIN SHAFT, TOLERANCE N; WITH HOLDING BRAKE DEGREE OF PROTECTION IP65 IP67 D-END FLANGE; RAL7016 COATING; METALLIC RATING PLATE AT MOTOR |  | PM410:Product cancellation | Product is cancelled since: 01.10.2019 | Sucessor:Successor product is 1FK7 Generation 2 This product is a Spare Part, please visit the Spares & Service section for more information If you need assistance please contact our local Siemens office | downloaded_assets/images/1FK7063-5AH71-1AH8.jpg
6SE9-112-0CA13 | MICROMASTER JUNIOR MMJ37/2 370W WITHOUT FILTER 230V 1 AC |  | PM500:Discontinued Product or end of PLM & Support | End of product lifecycle since: 01.10.2012 | Product is no longer available Sucessor:SUCCESSOR FAMILY MICROMASTER 4 - NOT COMPATIBLE - WITHOUT OPERATOR PANEL If you need assistance please contact our local Siemens office
7SR1814-1MC77-0CA0 | Solkor 7SR18 differential protection, E6 case size, 6 binary inputs, 8 binary outputs, 10 LEDs + 6 keys with LED, measuring input: 4 CTs (1A/5A), 24-250 V DC, 100 - 230 V AC, binary input threshold 19 V DC, signal: optical fibre link (1300 nm) (LC connection) 40 km, communication interface: USB front, RS485 rear, electrical ethernet RJ45 (x2) rear, IEC 60870-5-103 + Modbus RTU + DNP3 (user selectable) + IEC 61850, protection function packages: standard version |  | PM300:Active Product |  |  | downloaded_assets/images/7SR1814-1MC77-0CA0.jpg
5SY4420-8 | Miniature circuit breaker 400 V 10kA, 4-pole, D, 20 A, D=70 mm |  | PM300:Active Product |  |  | downloaded_assets/images/5SY4420-8.jpg
6FX50025DG011FA0 | Power cable pre-assembled type: 6FX5002-5DG01 4x 1.5+(2x1.5) C, Connector Sz. 1 (SINAMICS AC Drive) UL/CSA, DESINA MOTION-CONNECT 500 Dmax=10.8 mm +0 +50 +0 +0 |  | PM300:Active Product |  |  | downloaded_assets/images/6FX50025DG011FA0.jpg
6FX50025CG111FA0 | Power cable pre-assembled type: 6FX5002-5CG11 4x 2.5 C, Connector Sz. 1 (SINAMICS AC Drive) UL/CSA, DESINA MOTION-CONNECT 500 Dmax=10 mm +0 +50 +0 +0 |  | PM300:Active Product |  |  | downloaded_assets/images/6FX50025CG111FA0.jpg
A6X30241499
A6X30144189
US2ENCL3261210EB
6SL3912-5BN43-8CA0 | Rectifier diode power card D46 mounting location bottom Water-cooled for GM150 (IGBT) 3.3kV |  | PM300:Active Product |  |  | downloaded_assets/images/6SL3912-5BN43-8CA0.jpg
276-03073
6SL3223-0DE23-0BA1 | SINAMICS G120P Power Module PM230 with integrated Class B filter Degree of protection IP55/UL Type 12 380-480 V 3 AC +10/-10% 47-63 Hz Power low overload: 3kW at 150% 3s, 110% 57s, 100% 240 s; Ambient temperature -10 to +40 °C (LO) 460x 154x 249 (HxWxD), FSA without Control Unit and operating unit released for CU230P-2 Firmware version V4.3.2 or higher |  | PM500:Discontinued Product or end of PLM & Support | End of product lifecycle since: 01.10.2020 | Product is no longer available. Successor: 6SL3223-0DE23-0BG1 Compare Products
W1MM2400T1
1-795-8017
5SV3346-6KK12 | residual current operated circuit breaker, 4-pole, type A, In: 63 A, 30 mA, Un AC: 400 V, SIGRES: harsh ambient conditions, extended test interval |  | PM300:Active Product |  |  | downloaded_assets/images/5SV3346-6KK12.jpg
3VA5245-6ED36-2AA0
A6X30138472
FDU:A5E49470642
87JSM6MD
LDX:DNGW160LL04D
6AG1961-3BA10-7AA0 | SIPLUS PS modular signaling module based on 6EP1961-3BA10 with conformal coating, -25…+70 °C, |  | PM490:Start of final year of support | Product discontinued since: 01.10.2023 | Product was deleted without replacement If you need assistance please contact our local Siemens office | downloaded_assets/images/6AG1961-3BA10-7AA0.jpg
ML10L1250
6GK7277-1AA00-0AA0 | Compact Switch Module CSM 1277 for connecting SIMATIC S7-1200 and up to 3 further nodes to Industrial Ethernet with 10/100 Mbit/s; unmanaged switch, 4 RJ45 ports, ext. 24 V DC power supply LED diagnostics, S7-1200 module incl. electronic Equipment Manual on CD-ROM. |  | PM500:Discontinued Product or end of PLM & Support | End of product lifecycle since: 01.07.2022 | Product is no longer available. Successor: 6GK7277-1AA10-0AA0 Compare Products Sucessor:6GK7277-1AA10-0AA0 | downloaded_assets/images/6GK7277-1AA00-0AA0.jpg
P1J202352 | Device: 7SJ85 Overcurrent Prot ection with Standardvariant H ousing type: Flush mounting; B I: 59; BO: 33 (27ST + 6F + 0HS + 0P); CT: 4 (protection); VT: 4 (standard); ¦Measuring-transducer inputs: 0 (20 mA or 10 V, fast), 0 (20 mA, standard); ¦Housing width: 5/6 x 19''; ¦Modules in 19" row 1: IO202, PS201, IO207, IO207, IO207; ¦Modules in 19" row 2: ; ¦LEDs/Push-buttons: 16 LEDs; ¦Operation Panel: Integrated; ¦Key switch: Without; ¦Display type: Small display; ¦Front Design: Standard; ¦Power Supply: DC 60 V-250 V, AC 100 V-230 V; |  | PM300:Active Product |  |  | downloaded_assets/images/P1J202352.jpg
1PH8137-1FS02-0LA1 | SIMOTICS M compact asynchronous motor 2000 r/min, 29 kW 138 Nm, 56 A, 398 V 5000 r/min, 27.5 kW 53 Nm, 56 A, 425 V 1500 r/min, 22 kW 140 Nm, 56 A, 308 V forced ventilation; direction of air flow DE--> NDE; IP55 degree of protection Absolute encoder 22-bit Single-turn and 12-bit multi-turn (encoder AM22DQ) with DRIVE-CLiQ interface DESIGN IM B5 (IMV 1,IM V3) PLAIN SHAFT WITHOUT FITTED KEY; BEARING: PERFORMANCE, VIBRATION SEVERITY GRADE: SPECIAL/B, SHAFT AND FLANGE ACCURACY: SPECIAL TERMINAL BOX (ABOVE) CABLE ENTRY ON THE RIGHT SIGNAL CONNECTION D-END |  | PM300:Active Product |  |  | downloaded_assets/images/1PH8137-1FS02-0LA1.jpg
6RY1700-0BA01 | ****spare part**** diode module DCM |  | PM300:Active Product |  | This product is a Spare Part, please visit the Spares & Service section for more information If you need assistance please contact our local Siemens office | downloaded_assets/images/6RY1700-0BA01.jpg
NFG3N250L
9610TC2156KFZC
14CSB120A
3-422-3104A
TYZ:3-422-3264A
3VA9267-0PK55 | side wall mounted rot. operator EMERGENCY OFF IEC IP65 with mounting bracket accessory for: 3VA20/21/22 |  | PM300:Active Product |  |  | downloaded_assets/images/3VA9267-0PK55.jpg
3SB0A-LCA
IQ-BLANK
8GK95018KK10 | ALPHA 160 DIN, UNIVERS. DISTRIBUT. ACCESSORIES TRANSP. DOOR (GIUGIARO DESIGN), DOOR 1050MM WIDTH AS DOUBLE DOOR DELIVER., H=1250 W=300 |  | PM500:Discontinued Product or end of PLM & Support | End of product lifecycle since: 01.01.2011 | Product was deleted without replacement Sucessor:NO REPLACEMENT Sorry but this product is currently not available. If you need assistance please contact our local Siemens office
KDRD1LC2
AEEQQHL012-IEC
3SX5600-8SA00-1AK2 | Accessories: Adapter cable for magnet switch 3SE66, 4-pole socket at one end, M12 connector 8-pole at the other end Cable 300 mm long. Customer-specific, see data sheet |  | PM490:Start of final year of support | Product discontinued since: 31.01.2020 | Product was deleted without replacement If you need assistance please contact our local Siemens office | downloaded_assets/images/3SX5600-8SA00-1AK2.jpg
3VA1225-5GF42-0AF0 | circuit breaker 3VA1 IEC Frame 250 breaking capacity class M Icu=55 kA @ 415 V 4-pole, line protection TM240, ATAM, In=250 A overload protection Ir=175 A...250 A short-circuit protection Ii=5...10 x In neutral conductor protection 100% nut keeper kit 1 auxiliary switch HQ 1 trip alarm switch HQ |  | PM300:Active Product |  |  | downloaded_assets/images/3VA1225-5GF42-0AF0.jpg
3LD5420-0TL11 | SENTRON, Molded case switch 3LD5 UL, Main switch, 4-pole, certified according to UL489 UL60947-4-1 and IEC60947-3, UL: 100A, SCCR 65kA at 480VAC, Operating power at 480VAC 3-phase: 60hp, IEC: 100A, Operating power at AC-23A at 400V: 45kW, front-mounted, rotary operating mechanism, black, 4-hole mounting of the handle, incl. terminal covers for the infeed side |  | PM300:Active Product |  |  | downloaded_assets/images/3LD5420-0TL11.jpg
3VA6115-8HL41-0AA0 | circuit breaker 3VA6 UL Frame 150 breaking capacity class L 150 kA @ 480 V 4-pole, line protection ETU320, LI, In=150 A overload protection Ir=60 A...150 A short-circuit protection Ii=1.5...10 x In neutral conductor protection adjustable (OFF, 50%, 100%) without connection |  | PM300:Active Product |  |  | downloaded_assets/images/3VA6115-8HL41-0AA0.jpg
6SL32203YH441CF0 | SINAMICS G120X Rated power: 90 kW At 110% 60s, 100% 240 s Radio interference suppression filter For category C3 500-690 V 3AC +10/-20% 47-63 Hz Ambient temperature -20 to +45 °C Size: FSF Degree of protection IP20 / UL open type painting 3C2 With Intelligent Operator Panel with IO expansions Fieldbus integrated: PROFINET PN, Ethernet IP |  | PM300:Active Product |  |  | downloaded_assets/images/6SL32203YH441CF0.jpg
6SL32301YH220AF0 | SINAMICS G120X Rated power: 5.5 kW At 110% 60s, 100% 240 s Radio interference suppression filter for category C2 500-690 V 3AC +10/-20% 47-63 Hz Ambient temperature -20 to +45 °C Size: FSD Degree of protection IP20 / UL open type Paint finish 3C3 without operator panel Without IO expansion Fieldbus integrated: PROFINET PN, Ethernet IP |  | PM300:Active Product |  |  | downloaded_assets/images/6SL32301YH220AF0.jpg
6ES7823-0BA00-1DA0 | SIMATIC OPC UA S7-1500 Large, single runtime license, contains license certificate for OPC UA OPC server and OPC UA client, valid for S7-1500/ET 200 CPU, CPU 1507D, CPU 1508S, including F, T, R, H derivates - - content: 1 license for 1 CPU |  | PM300:Active Product |  |  | downloaded_assets/images/6ES7823-0BA00-1DA0.jpg
193-215
331-4311
3RG74000AB00
BQ3B060L01
9610EH2115ADZB
9610DC2115HBTA
1LE24212AB213GA3 | Siemens intends to sell the LV NEMA motor business to ABB on the target date of May 2nd 2023 . Provided the sell is completed on the target date, the brand on nameplate will change sometime between May 2nd 2023 and Feb 2nd 2024. ******************************* LOW-VOLTAGE MOTOR, NEMA 3 PHASE SQUIRREL CAGE MOTOR SEVERE DUTY SD100 IEEE 841, CAST-IRON HOUSING NP EFFICIENCY TEFC (IP55) 4 POLE * FS 215T 10 HP (60 HZ) 575V STD, 60HZ C-FACE W/O FEET WITHOUT WINDING PROTECTION FLOOR F-1 |  | PM500:Discontinued Product or end of PLM & Support | End of product lifecycle since: 26.04.2023 | Product was deleted without replacement If you need assistance please contact our local Siemens office
6FC5398-8CP41-0HA1 | SINUMERIK 828D documentation Operating Manual turning edition 07/21, Finnish |  | PM300:Active Product |  |  | downloaded_assets/images/6FC5398-8CP41-0HA1.jpg
6ES7718-0AB04-1FA3 | SIMATIC Field PG M6 Comfort; i5-8400H (2.5 to 4.2 GHz; 4 kernels + hyper-threading; 8 MB Smart Cache); 15.6" display; Full HD (1920x 1080); WLAN 802.11ac & Bluetooth V5.0; DVD +/-RW; UHD Graphics 630; 1x 8 GB DDR4 SD-RAM SO-DIMM; 512 GB SSD SATA (2.5"); without S5 interface, without S5-EPROMMER Line cable with power plug: USA; Keyboard: QWERTZ/QWERTY; 512 GB SSD NVME (M.2); Windows 10 IoT Enterprise 2021 LTSC, 64-bit; with USB flash drive (restore image; D&D) trial license STEP 7 Professional Combo; trial license WinCC Advanced Combo (TIA Portal & WinCC flexible), trial license Safety Advanced Combo (TIA Portal & Distributed Safety); version of the preinstalled software and licenses V18 |  | PM410:Product cancellation | Product is cancelled since: 18.05.2024 | This product is a Spare Part, please visit the Spares & Service section for more information If you need assistance please contact our local Siemens office
3VA6140-5JP41-2AA0 | circuit breaker 3VA6 UL Frame 150 breaking capacity class M 35 kA @ 480 V 4-pole, line protection ETU550, LSI, In=40 A overload protection, 100% rated Ir=16 A...40 A short-circuit protection Isd=0.6..10x In, Ii=1.5..12x In neutral conductor protection adjustable (OFF, up to 160%) without connection |  | PM300:Active Product |  |  | downloaded_assets/images/3VA6140-5JP41-2AA0.jpg
3VA5245-7ED36-1AA0
6FX50025CK251BA0 | ****spare part**** power cable pre-assembled type: 6FX5002-5CK25 (1PH716) 4x 25 mm2, PG42 core end cut off UL/CSA DESINA MOTION-CONNECT 500 Dmax=28 mm accessory kit: 4x cable lugs M8 1x cable lug M6 length (m)= +0 +10 +0 +0 |  | PM410:Product cancellation | Product is cancelled since: 01.10.2015 | This product is a Spare Part, please visit the Spares & Service section for more information If you need assistance please contact our local Siemens office | downloaded_assets/images/6FX50025CK251BA0.jpg
SEBP4V2
6ES7590-8AA00-0AA0 | SIMATIC S7-1500 spare part, connector for system power supply modules (HP) and Load power supply modules (PM) 10 units per packing unit |  | PM300:Active Product |  |  | downloaded_assets/images/6ES7590-8AA00-0AA0.jpg
3RT1034-1QB44-3MA0
ECHA075
9510UC1156FCZA
9610EH2155FBZB
3RA1215-0EA15-1AK6
1PH8186-1DF00-0ZA1-Z | SIMOTICS M compact asynchronous motor 1500 r/min, 74 kW 471 Nm, 166 A, 330 V 1750 r/min, 85 kW 464 Nm, 164 A, 385 V 2000 r/min, 94 kW 449 Nm, 160 A, 445 V forced ventilation direction of air flow DE-->NDE IP55 degree of protection |  | PM300:Active Product |  | Product Configuration is incorrect. Please check the configuration. | downloaded_assets/images/1PH8186-1DF00-0ZA1-Z.jpg
3VA4112-5ED54-0AA0 | circuit breaker 3VA4 UL Frame 125 breaking capacity class M 35 kA @ 277 V 1-pole, line protection TM210, FTFM, In=125 A overload protection Ir=125 A permanently set short-circuit protection Ii=10 x In terminal connection |  | PM300:Active Product |  |  | downloaded_assets/images/3VA4112-5ED54-0AA0.jpg
6AV21551EV016AA0 | WinCC Unified Package for SIMATIC IPC; consists of: WinCC Unified V16 PC Runtime 500 PowerTags and and parameter Ctrl. PC; WinCC Unified 200 LoggingTags; WinCC Unified 1 Operate client; supplied only if the same number of SIMATIC IPCs is ordered simultaneously. Please observe product info: support.industry.siemens.com entry ID: 99860269 - - content: 6AV2154-1EB01-6AA0; 6AV2154-0BP01-6AB0; 2x 6AV2157-2DA00-0AB0; 6AV2157-1JW00-0AB0; |  | PM490:Start of final year of support | Product discontinued since: 01.01.2025 | Product is no longer available. Successor: 6AV2155-1EV01-7AA0 Compare Products | downloaded_assets/images/6AV21551EV016AA0.jpg
D50833-91
US2:17CUD82NF11
8HP2753 | Switch disconnector, 3-pole EMERGENCY OFF operating mechanism 3K342, 250 A, Size 3 |  | PM500:Discontinued Product or end of PLM & Support | End of product lifecycle since: 25.08.2018 | Product is no longer available Sucessor:Further information via contact partner: www.siemens.com/lowvoltage/contact If you need assistance please contact our local Siemens office
17HSJ92BL
7MF48251KM30
R1-106-100-522
6SN1121-0BA13-0AA0 | **spare part** SIMODRIVE 611-A Control Unit for main spindle drive with 1PH, output incremental encoder interface |  | PM490:Start of final year of support | Product discontinued since: 30.09.2008 | Product is no longer available Sucessor:Successor type: 6SN1121-0BA11-0AA1 If you need assistance please contact our local Siemens office | downloaded_assets/images/6SN1121-0BA13-0AA0.jpg
FDU:70000004049678
3TG1001-0AL2 | power relay, AC-3, 8.4 A, 4 kW / 400 V, 3-pole, 230 V AC, 45-450 Hz, auxiliary contacts: 1 NC, screw terminal |  | PM300:Active Product |  |  | downloaded_assets/images/3TG1001-0AL2.jpg
K11A188901
LP012DC
US2:52PA8A4B
30CSDD32A2HE
A6X30012311
XZM:27000012980946
6FX50025DA332BA0 | ****spare part**** power cable pre-assembled 4x 25+(2x1.5) C, plug size 3; (1FT/1FK to 611/810D/SIMOVERT) UL/CSA DESINA MOTION-CONNECT 500 Dmax=27.9 mm TYPE: 6FX5002-5DA33 LENGTH (M) = +100 +10 +0 +0 |  | PM410:Product cancellation | Product is cancelled since: 01.10.2015 | This product is a Spare Part, please visit the Spares & Service section for more information If you need assistance please contact our local Siemens office | downloaded_assets/images/6FX50025DA332BA0.jpg
342-04314-10
3TH8253-0E
9610TC1156FDZB
SEQ40100
6SL3210-5BB22-2AV0 | SINAMICS V20 200-240 V 1-phase AC -10/+10 rated power 2.2 kW with 150% overload for 60 sec. integrated filter C2 I/O: 4 DI, 2 DO,2 AI, 1 AQ fieldbus: USS/MODBUS RTU with built-in BOP degree of protection IP20/UL open size: C 184x182x169 (WxHxD) |  | PM490:Start of final year of support | Product discontinued since: 01.10.2021 | Product is no longer available. Successor: 6SL3210-5BB22-2BV1 6SL3210-5BB22-2BV1 Compare Products | downloaded_assets/images/6SL3210-5BB22-2AV0.jpg
3SU1900-0AB71-0RD0-ZY19 | Inscription plate for illuminated pushbutton, round, milky with black font, with graphic symbol: Pumpe, Customer-specific selection with SIRIUS ACT configurator (CIN) |  | PM300:Active Product |  | Please enter text for every Y option (using the Configurator). | downloaded_assets/images/3SU1900-0AB71-0RD0-ZY19.jpg
6FX5002-2DC36-2AA0 | Signal cable pre-assembled Type: 6FX5002-2DC36 DRIVE-CLiQ with 24 V M12 female/ RJ45 IP67, MOTION-CONNECT 500 Dmax=7.1 mm length (m)=95 |  | PM300:Active Product |  |  | downloaded_assets/images/6FX5002-2DC36-2AA0.jpg
A6X30180993
US2:30EUEA32B2VD
74ET36WFAF
3RA1120-1DA23-0AM2
4101880
3VA2340-5JQ32-0AJ0 | circuit breaker 3VA2 IEC Frame 400 breaking capacity class M Icu=55 kA @ 415 V 3-pole, line protection ETU560, LSIG, In=400 A overload protection Ir=160 A...400 A short-circuit protection Isd=0.6...10 x In, Ii=1.5 x In neutral conductor protection optionally with external current transformer, up to 160% ground-fault protection, can be switched off Ig=0.2...1 x In, tg=0.05-0.8s nut keeper kit 2 auxiliary switches HP 1 trip alarm switch HP |  | PM300:Active Product |  |  | downloaded_assets/images/3VA2340-5JQ32-0AJ0.jpg
1FE1064-6LQ00-8NW2-ZV28 | SIMOTICS M Built-in synchronous motor Individual component stator PN = 8.4 kW, NN = 2000 rpm MN = 40 Nm, Nmax = 5000 rpm DC link 600 V, IP00, Air cooling Potted winding Standard protection,Pt1000 Special stator, see Z option Free cable ends, L = 0.5 m Cable outlet at large cooling jacket diameter V28: Special stator |  | PM300:Active Product |  |  | downloaded_assets/images/1FE1064-6LQ00-8NW2-ZV28.jpg
6AG12151HG312XB0 | ***spare part*** SIPLUS S7-1200 CPU 1215C DC/DC/relay based on 6ES7215-1HG31-0XB0 with conformal coating, -40…+70 °C, start up -25 °C, signal board: 0, compact CPU, DC/DC/relay, 2 PROFINET ports, onboard I/O: 14 DI 24 V DC; 10 DQ relay 2 A; 2 AI 0-10 V DC, power supply: AC 20.4-28.8 V DC, program/data memory 100 KB |  | PM500:Discontinued Product or end of PLM & Support | End of product lifecycle since: 16.04.2024 | Product is no longer available Sucessor:A newer version is available 6AG1215-1HG40-2XB0 If you need assistance please contact our local Siemens office | downloaded_assets/images/6AG12151HG312XB0.jpg
1FK7034-2AF24-1TH1 | SIMOTICS S synchronous motor 1FK7-CT PN=0.47 kW; UDC=300 V M0=1.6 Nm (100K); NN=3000 rpm; naturally cooled design IMB 5 (IM V1, IM V3) flange 1, with Pt1000 temperature sensor power connector rotatable 2-pole resolver (resolver P=1) smooth shaft, tolerance N with holding brake, type of protection IP65 |  | PM300:Active Product |  |  | downloaded_assets/images/1FK7034-2AF24-1TH1.jpg
NMA:U010037001
PTG1.32
MPX-2
6ES7713-1BB13-0AE2 | *** SPARE PART*** SIMATIC FIELD PG M2 PREMIUM 2.2 GHZ CORE 2 DUO (T7500), DL MULTISTANDARD DVD RW, 15" SXGA+ DISPLAY (1400 X 1050) 250GB S-ATA HDD, 1X2GB DDR2 RAM POWER CABLE FOR: USA, JAPAN; WLAN APPROVAL: UL, FCC, CCC NO CE APPROVAL, MODEM APPROVAL FOR EUROPE; WINDOWS XPPROF ENGLISH MUI WITH GE/FR/SP/IT ON HDD AS IMAGE; LICENSE STEP7, STEP7 MICROWIN, STEP7 BASIC AND WINCC FLEXIBLE ADV.; VERSION OF SOFTWARE 08/2008 |  | PM500:Discontinued Product or end of PLM & Support | End of product lifecycle since: 01.07.2017 | Product was deleted without replacement If you need assistance please contact our local Siemens office
TPS3D1220P0D
TPS3D0115XW0
LFX3B200
3TX7005-1AB10 | OUTPUT COUPLING LINK Phased-out product !!! FOR FURTHER INFORMATION PLEASE CONTACT OUR SALES DEPARTMENT RELAY COUPLER IN TWO-TIER DESIGN 1 NO, 24 V AC/DC, WITH M-0-A SWITCH SPRING-TYPE TERMINAL, OVERALL WIDTH 12.5MM |  | PM500:Discontinued Product or end of PLM & Support | End of product lifecycle since: 11.02.2019 | Product is no longer available Sucessor:The successor product series is 3RQ3 If you need assistance please contact our local Siemens office
6180B-0-21-120-60
US274CT36BFAP
US2:18EP92HFC91
3SU1401-1BB30-1AA2 | LED module with integrated LED 24 V AC/DC, yellow, screw terminal, for front plate mounting, ATEX Zone 1-2: Intrinsic safety |  | PM300:Active Product |  |  | downloaded_assets/images/3SU1401-1BB30-1AA2.jpg
SLJC362254GHJD6
36502041-A2CVCCX
US2:32FP92N2VJH91
3VL9325-6CL30 | ETU VL250 3-pole, line protection LCD ETU42, LSIG 3 phases/3 lines IR=100...250A, overload protection, ISD=1.5 to 10xIR, II=11 xIN short-circuit protection screw terminal connections in scope of delivery of switching unit |  | PM500:Discontinued Product or end of PLM & Support | End of product lifecycle since: 18.01.2020 | Product is no longer available Sucessor:Please order 3VL9325-6UL30; Modify COM module If you need assistance please contact our local Siemens office
9510DC1115EDZA
9610UC-1115-HFZB
TPS3D0125X0M2
P1H87559 | Device: 7SK85 Motor Protection Housing type: Flush mounting; BI: 19; BO: 15 (3ST + 12F + 0H S + 0P); CT: 8 (protection); V T: 4 (standard); ¦Measuring-transducer inputs: 0 (20 mA or 10 V, fast), 0 (20 mA, standard); ¦Housing width: 1/2 x 19''; ¦Modules in 19" row 1: IO202, PS201, IO201; ¦Modules in 19" row 2: ; ¦LEDs/Push-buttons: 16 LEDs; ¦Operation Panel: Integrated; ¦Key switch: Without; ¦Display type: Small display; ¦Front Design: Standard; ¦Power Supply: DC 60 V-250 V, AC 100 V-230 V; ¦Redundant Power Supply: No; |  | PM300:Active Product |  |  | downloaded_assets/images/P1H87559.jpg
3RA2425-8XF32-1AC2 | Contactor assembly for star-delta (wye-delta) start AC-3, 15/18.5 kW/400 V, 24 V AC 50/60 Hz, 3-pole Size S0, screw terminals electrical and mechanical interlock 3 NO + 3 NC integrated |  | PM300:Active Product |  |  | downloaded_assets/images/3RA2425-8XF32-1AC2.jpg
6ES76546CQ033GF0 | SIMATIC PCS 7 CPU410 Single AS bundle as order option preassembled and checked, consisting of: CPU410-5H V8 (6ES7410-5HX08-0AB0), AS RT PO 100 (6ES7653-2BA00-0XB5), SEC PO2k+ (.653-2CG00-0XB0), 1xCP443-1 (6GK7443-1EX30-0XE1) conformal coating, UR2 ALU (.400-1JA11-0AA1), PS405 10A (.405-0KA02-0AA0), bundle release F; without CP443-5 |  | PM300:Active Product |  |  | downloaded_assets/images/6ES76546CQ033GF0.jpg
6AG41403BC370GA0 | *** no longer available *** SIMATIC IPC427D (Microbox PC), HD graphic onboard, 2x10/100/1000 Mbit/s Ethernet RJ45, 4xUSB V3.0 (high current), PCIe (optional), 24 V DC power supply Core I3-3217UE; 2x Gbit Ethernet (IE/PN); DIN rail mounting; 4 GB; 2x RS-232; without PCIE; Windows 7 Ultimate 64-bit, Replaceable without drive; SSD 50 GB High Endurance (SLC); without SIMATIC software |  | PM410:Product cancellation | Product is cancelled since: 08.12.2014 | Sucessor:successor: SIMATIC IPC427E 6AG4141-.....-.... This product is a Spare Part, please visit the Spares & Service section for more information If you need assistance please contact our local Siemens office | downloaded_assets/images/6AG41403BC370GA0.jpg
3SB39301BA1
TPS3C01100W0
TPSA15640S0030R
9100UG4D1A
3RW3-458-0DC24 | ELECTRONIC MOTOR CONTROLLER VALUES AT 400V, 40 DEGREES INSIDE-DELTA: 234A, 132KW, STANDARD: 135A, 75KW, AC 200-460V, DC 24V |  | PM500:Discontinued Product or end of PLM & Support | End of product lifecycle since: 01.07.2009 | Product is no longer available Sucessor:DISCONTINUED TYPE SINCE 02/2007, REPLACEMENT TYPE 3RW40/3RW44 If you need assistance please contact our local Siemens office
6AG41141JA210EX3 | ***No longer available*** SIMATIC IPC847C (Rack PC, 19", 4HU); Interfaces: 2 x Gbit LAN (RJ45) 1x DVI-I; audio; 2x COM; 1x LPT; 2x PS/2; 4x USB 2.0 on rear, 2x USB 2.0 on the front; Temp. and fan monitoring; Watchdog, card retainer Core I3-330E (2C/4T, 2.13 GHz, 3 MB cache, VT-X, EM64-T); Mainboard with PROFINET (3x RJ45, CP 1616-compatible) 250 GB HDD SATA, 0.5 G vibration, 5 G shock, internal 4 GB DDR3 SD-RAM (2x 2 GB), Dual channel DVD-ROM; Bus module, 8 slots: 7xPCI, 1x PCIE X16; without hardware expansions Windows 7 Ultimate, 32 bit, MUI (de, en, fr, es, it); SP1 enclosed without software 110/230V industrial power supply unit with NAMUR, Power supply cable USA |  | PM490:Start of final year of support | Product discontinued since: 01.10.2022 | Product was deleted without replacement If you need assistance please contact our local Siemens office | downloaded_assets/images/6AG41141JA210EX3.jpg
7ML54401BA000AA2 | SITRANS LR560 Radar level transmitter with flush lens antenna: continuous, non-contact, 100 m (328 ft) range, for general solids applications. Measurement and process temperature range: 100m (328 ft) max range, -40 C degrees to +200 C degrees Process connection: Universal flat-faced flange fits ANSI/DIN/JIS flanges: 4" / 100 mm, 304 stainless steel Enclosure (with cable inlet): Stainless Steel, 1 X 1/2" NPT . Label: Sitrans LR560 Pressure Rating: 0.5 bar g (7.5 psi g) maximum Output/communication: 4 to 20 mA, HART Approvals: Ordinary Locations/General Purpose (Non-Ex), FM, cCSAus, IC, FCC, CE, UKCA, RED, RCM Local display interface: With LDI (local display interface) |  | PM400:Phase Out Started | Product phase-out since: 25.03.2024 | Sucessor:Device is in phase out, use 7ML755 or 7ML758. Contact support if required. | downloaded_assets/images/7ML54401BA000AA2.jpg
FDU:70000004065876
3SU1000-3AB11-0AA0-ZY15 | Twin pushbutton, 22 mm, round, plastic, black, black, pushbuttons, flat, with laser labeling, upper case and lower case, always upper case at the beginning of the word |  | PM300:Active Product |  |  | downloaded_assets/images/3SU1000-3AB11-0AA0-ZY15.jpg
3SU1100-0AB60-3BA0-ZY12 | Pushbutton, 22 mm, round, plastic, white, pushbutton, flat, momentary contact type, with holder 1 NO, spring-type terminal, with laser labeling, lower case |  | PM300:Active Product |  |  | downloaded_assets/images/3SU1100-0AB60-3BA0-ZY12.jpg
6FC5397-1GP40-0AA1 | SINUMERIK Documentation SINUMERIK 840D sl Step 7 Toolbox V16 Getting Started Edition 12/19, German |  | PM300:Active Product |  |  | downloaded_assets/images/6FC5397-1GP40-0AA1.jpg
1FK7086-4CF71-1EH0 | SIMOTICS S Synchronous motor 1FK7-HD PN=2kW; UDC=600V M0=28Nm (100K); NN=3000rpm; Naturally cooled FRAME SIZE IMB 5 (IM V1, IM V3) FLANGE 1, WITH KTY TEMPERATURESENSOR POWER CONNECTOR ROTATABLE ABSOLUTE ENCODERR 2048 S/R + 4096 UMDREHUNGEN MULTITURN, WITH ENDAT-SCHNITTSTELLE (ENCODER AM2048S/R) PLAIN SHAFT, TOLERANCE N; WITH HOLDING BRAKE Degree of protection IP64 |  | PM410:Product cancellation | Product is cancelled since: 01.10.2020 | Sucessor:Successor: 1FK7 motor with temperature sensor Pt1000 | downloaded_assets/images/1FK7086-4CF71-1EH0.jpg
3VA6110-6KP36-0AA0
3VA6115-7KM32-0AA0
3RG1614-0LB00
US2:37EUET4EJD
T3F20300A5R1ME
3VL27103SB360AA0 | circuit breaker VL160L very high breaking capacity Icu=100kA, 415V AC 3-pole, line protection Electronic Trip Unit ETU10, LI In=100A, rated current IR=40...100A, overload protection, II=1.25 to 11xIN, short-circuit protection with screw terminals without auxiliary release without auxiliary/alarm switch, spare part product only for replacement purposes |  | PM410:Product cancellation | Product is cancelled since: 01.10.2020 | Sucessor:3VA2110-7HL32-0A.. This product is a Spare Part, please visit the Spares & Service section for more information If you need assistance please contact our local Siemens office | downloaded_assets/images/3VL27103SB360AA0.jpg
3SU1000-4BP31-0AA0-ZY10 | RONIS key-operated switch, 22 mm, round, plastic, lock number SB30, with 2 keys, 3 switch positions I>O<II, momentary contact on the left, latching on the right, actuating angle 2x45°, 10:30h/12h/13:30h, Key removal II, possible special locks: SB31, 421, 455, with laser labeling, upper case and lower case, always upper case at beginning of line |  | PM300:Active Product |  |  | downloaded_assets/images/3SU1000-4BP31-0AA0-ZY10.jpg
3SU1401-1BH30-1AA0-ZY19 | LED module with integrated LED, 24-240 V AC/DC, yellow, screw terminal, for front plate mounting Customer-specific selection with SIRIUS ACT configurator (CIN) |  | PM300:Active Product |  | Please enter text for every Y option (using the Configurator). | downloaded_assets/images/3SU1401-1BH30-1AA0-ZY19.jpg
HFK2B125
A6X30154852
US2:WBM12000B
ED63M080
3SB3500-2SA21 | 22MM METAL ROUND ACTUATOR: SELECTOR SWITCH LATCHING 3 SWITCH POSITIONS I-O-II NON-ILLUMINATED WITH HOLDER RED !!! Phased-out product !!! SIRIUS ACT 3SU1 is successor Preferred successor type is >>3SU1052-2BL20-0AA0 + 3SU1550-0AA10-0AA0<< |  | PM500:Discontinued Product or end of PLM & Support | End of product lifecycle since: 22.03.2024 | Product is no longer available Sucessor:www.siemens.com/conversion-tool If you need assistance please contact our local Siemens office | downloaded_assets/images/3SB3500-2SA21.jpg
3SB3906-1EW | INSCRIPTION FOR ENCLOSURE INSCRIPTION LABEL FOR STICKING LABEL SIZE 22 X 22 MM WITH INSCRIPTION: FAULT BLACK WITH WHITE PRINT !!! Phased-out product !!! SIRIUS ACT 3SU1 is successor Preferred successor type is >>3SU1900-0AF16-0EC0<< |  | PM500:Discontinued Product or end of PLM & Support | End of product lifecycle since: 22.03.2024 | Product is no longer available Sucessor:www.siemens.com/conversion-tool If you need assistance please contact our local Siemens office | downloaded_assets/images/3SB3906-1EW.jpg
CPY-PE
US2:32CP92B2VCL81
6AV63871BV062AF3 | FL MIGRATION PACKAGE RC, WINCC V7.0, RC 262144 (262144 POWER TAGS), RUNTIME & CONFIGURATION, ON DVD, FLOATING LICENSE, 5 LANGUAGES (GER,EN,IT,FR,SP), EXEC. UNDER XPPROF/VISTA. THIS IS A SPECIAL OFFER WHICH IS VALID WHEN THE FACTORYLINK PRODUCT IS REPLACED BY WINCC V7.0, WHEN YOU BUY THIS PRODUCT YOU COMMIT REPLACING FACTORY LINK WITH WINCC V7.0, (AFTER A TRANSIT TIME OF 12 MONTHS AFTER YOU HAVE RECEIVED THIS PRODUCT) AND MUST NO LONGER USE THE FACTORYLINK LICENSE. |  | PM500:Discontinued Product or end of PLM & Support | End of product lifecycle since: 15.03.2013 | Product is no longer available. Successor: 6AV6387-1BV07-2AF3 Compare Products
US2:52PT6U3A
6ES7141-1BF00-0XB0 | SIMATIC S5/S7, BASIC MODULE BM141, ET200X, 8DI 24V DC, IP65 5-PIN M12, DOUBLE-ASSIGNEMENT INT.PROFIBUS DP IF, 12 MBAUD |  | PM500:Discontinued Product or end of PLM & Support | End of product lifecycle since: 01.03.2009 | Product was deleted without replacement If you need assistance please contact our local Siemens office
BQ3B050HL
BJD41C
3SB3204-6BA40 | 22MM PLASTIC ROUND COMPLETE UNIT COMBINATION: INDICATOR LIGHT WITH CONCENTRIC RINGS NON-ILLUMINATED WITH LAMP HOLDER BA 9S WITHOUT LAMP SCREW TERMINAL WITH HOLDER GREEN !!! Phased-out product !!! SIRIUS ACT 3SU1 is successor Preferred successor type is >>3SU1001-6AA40-0AA0 + |  | PM500:Discontinued Product or end of PLM & Support | End of product lifecycle since: 22.03.2024 | Product is no longer available Sucessor:www.siemens.com/conversion-tool If you need assistance please contact our local Siemens office | downloaded_assets/images/3SB3204-6BA40.jpg
9610EC-1155-CFZB
6AV6545-0AG10-0AX0
7ML1930-6AE | Meter Copy Cable |  | PM500:Discontinued Product or end of PLM & Support | End of product lifecycle since: 08.02.2024 | Product was deleted without replacement If you need assistance please contact our local Siemens office
3VA6460-0KQ41-0AA0 | circuit breaker 3VA6 UL Frame 600 breaking capacity class E 200 kA @ 480 V 4-pole, line protection ETU860, LSIG, In=600 A overload protection Ir=240 A ...600 A short-circuit protection Isd=0.6..9x In, Ii=1.5..9x In neutral conductor protection adjustable (OFF, up to 100%) ground-fault protection IG=0.2... 1xIn, tg=0.05-0.8s without connection |  | PM300:Active Product |  |  | downloaded_assets/images/3VA6460-0KQ41-0AA0.jpg
6AU1820-0AA20-0AB0 | SIMOTION TECHNOLOGY OPTION MULTIAXES PACKAGE SINGLE LICENSE FOR ONE TARGET DEVICE |  | PM300:Active Product |  |  | downloaded_assets/images/6AU1820-0AA20-0AB0.jpg
8MF5028-5E | Standard cabinet 8MF5 HxWxD=2000x 1200x 800 Installation: single non-ventilated, not mounted, screwed IP54, |  | PM300:Active Product |  |  | downloaded_assets/images/8MF5028-5E.jpg
9510EC1156FZZA
1FL6061-1AC61-0LA1 | ****spare part**** SIMOTICS S-1FL6-1FL6 operating voltage 400 V 3 AC PN=0.75 kW; NN=2000 rpm, M0=4 Nm; MN=3.58 Nm shaft height 65 mm absolute encoder 20-bit (12-bit multi-turn) with feather key, tolerance N without holding brake degree of protection IP65 with sealing ring compatible with the converters SINAMICS V70&V90 |  | PM490:Start of final year of support | Product discontinued since: 01.10.2023 | Product is no longer available Sucessor:Substitute is 1FL6061-1AC61-2LA1. Not compatible with old cables. If you need assistance please contact our local Siemens office | downloaded_assets/images/1FL6061-1AC61-0LA1.jpg
FDU:70000004066475
9610DH-1156-KZTB
AMS-M350
8PS6071-2AA00 | LR-FLEX-60X08X310 PRESS WELDET COPPER STRIP 60X08X310 |  | PM300:Active Product |  |  | downloaded_assets/images/8PS6071-2AA00.jpg
1FK7085-4CF71-1AG0 | SIMOTICS S Synchronous motor 1FK7-HD PN=2kW; UDC=600V M0=22Nm (100K); NN=3000rpm; Naturally cooled FRAME SIZE IMB 5 (IM V1, IM V3) FLANGE 1, WITH KTY TEMPERATURESENSOR POWER CONNECTOR ROTATABLE INCREMENTAL ENCODER SIN/COS 1VPP;2048 S/R W. C-AND D-SPUR (ENCODER IC2048S/R) PLAIN SHAFT, TOLERANCE N; W/O HOLDING BRAKE Degree of protection IP64 |  | PM410:Product cancellation | Product is cancelled since: 01.10.2020 | Sucessor:Successor: 1FK7 motor with temperature sensor Pt1000 | downloaded_assets/images/1FK7085-4CF71-1AG0.jpg
3RV2411-0EA15 | Circuit breaker size S00 for transformer protection A-release 0.28...0.4 A N-release 8.2 A screw terminal Standard switching capacity with transverse auxiliary switches 1 NO+1 NC |  | PM300:Active Product |  |  | downloaded_assets/images/3RV2411-0EA15.jpg
30CUCC32W2VA
9610TH2155DZZD
3NH7030 | LV HRC fuse base Sz. 00, 1-pole 160 A 690 V with swivel equipment with flat terminal |  | PM500:Discontinued Product or end of PLM & Support | End of product lifecycle since: 31.12.2022 | Product is no longer available Sucessor:different terminals available Sorry but this product is currently not available. If you need assistance please contact our local Siemens office | downloaded_assets/images/3NH7030.jpg
7SD8710-1QA10-0AA0 | Line differential protection, Housing:flush, Display:small, DC 60 V-250 V, AC 100 V-230 V , 7BI, 14BO, 4VT, 3xIp+1xIe, 5 Yrs. warrenty, base function points, Significant Feature: Two-end operation |  | PM500:Discontinued Product or end of PLM & Support | End of product lifecycle since: 23.07.2024 | Product was deleted without replacement If you need assistance please contact our local Siemens office | downloaded_assets/images/7SD8710-1QA10-0AA0.jpg
6ES5101-8UU13 | SIMATIC S5, CC 101U CENTRAL CONTROLLER F. 1K STATEMENTS MAINS CONNECTION 115V AC W/O BACKUP BATTERY W/O MANUAL 20 INP.,24V DC, 12 RELAY OUTP. |  | PM500:Discontinued Product or end of PLM & Support | End of product lifecycle since: 01.10.2005 | Product was deleted without replacement If you need assistance please contact our local Siemens office
5SL6602-7 | Miniature circuit breaker 400 V 6kA, 3+N-pole, C, 2A |  | PM300:Active Product |  |  | downloaded_assets/images/5SL6602-7.jpg
A7F30077278
9610UH2116JDZD
VBA375B130X
3TH2040-0BQ4 | Contactor relay 40 E EN 50011 4 NO;Screw terminal Direct current operation 240 V DC !!! Phased-out product !!! Successor is SIRIUS 3RH21 |  | PM500:Discontinued Product or end of PLM & Support | End of product lifecycle since: 30.09.2021 | Product was deleted without replacement If you need assistance please contact our local Siemens office | downloaded_assets/images/3TH2040-0BQ4.jpg
US2:17DP92XS1081
L2D316TGCXXXXXN
6RA7085-6GV620 | *spare part* SIMOREG DC Master rectifier, with microprocessor for four-quadrant drives Circuit (B6) A (B6) C input: 575 V 3 AC, 498 A controllable: field rectifier D600/600 MREQ-GEGF6V62 output: 600 V DC, 600 A output US rating: 600 V DC, 450 A field input 460 V output 375 V, 25 A |  | PM490:Start of final year of support | Product discontinued since: 20.01.2022 | Product is no longer available. Successor: 6RA8085-6GV62-0AA0 Compare Products | downloaded_assets/images/6RA7085-6GV620.jpg
3VA2010-6HN32-0JA0 | circuit breaker 3VA2 IEC Frame 100 breaking capacity class H Icu=85 kA @ 415 V 3-pole, line protection ETU350, LSI, In=100 A overload protection Ir=40 A...100 A short-circuit protection Isd=1.5...10 x Ir, Ii=12 x In nut keeper kit shunt trip (STL) 110-127 V DC, AC 50/60 Hz |  | PM300:Active Product |  |  | downloaded_assets/images/3VA2010-6HN32-0JA0.jpg
SLEC560600GED6
505-8104-5
91D81310006
30HSJJ32W1HC
30JTMK32A1VC
RVA010652170
8GK9535-4KK21 | ALPHA 630 Universal, Cabinet-high mounting plate 2 mm thick for direct mounting in enclosure Height=600 mm, Width=600 mm |  | PM300:Active Product |  |  | downloaded_assets/images/8GK9535-4KK21.jpg
1FK7032-2AK71-1RG0-Z | SIMOTICS S synchronous motor 1FK7-CT PN=0.5 kW; UDC=600V M0=1.15 Nm (100K); NN=6000rpm; naturally cooled IMB 5 design (IM V1, IM V3) Flange 1 power connector rotatable, absolute encoder 20 bit +12-bit multi-turn with DRIVE-CLiQ interface (encoder AM20DQI) smooth shaft, tolerance N without Holding brake, degree of protection IP64 |  | PM300:Active Product |  | Product Configuration is incorrect. Please check the configuration. | downloaded_assets/images/1FK7032-2AK71-1RG0-Z.jpg
6FC5852-1YG13-0YA8 | SINUMERIK ONE CNC software 31-3 Export software 6.13 6 languages (en,de,fr,it,sp,zh-s) on SD card, without license |  | PM400:Phase Out Started | Product phase-out since: 01.10.2023 |  | downloaded_assets/images/6FC5852-1YG13-0YA8.jpg
43DP32AFE
S55393-C571-F100
25902015-A2BMBBD
3RT1046-1AN24 | Power contactor, AC-3 95 A, 45 kW / 400 V 220 V AC, 50 / 60 Hz, 2 NO + 2 NC 3-pole, Size S3 Screw terminal !!! Phased-out product !!! Successor is SIRIUS 3RT2 Preferred successor type is >>3RT2046-1AN24<< |  | PM500:Discontinued Product or end of PLM & Support | End of product lifecycle since: 01.04.2023 | Product is no longer available Sucessor:Successor SIRIUS Innovation 3RT2 If you need assistance please contact our local Siemens office | downloaded_assets/images/3RT1046-1AN24.jpg
US2:32EUEB92W2VD
VBA260B133X
42FE35AJ106X591
1FK7034-5AK71-1PA3 | ****spare part**** SIMOTICS S synchronous servo motor 1FK7 Compact, 1.6 Nm 100K, 6000 rpm, 0.63 kW naturally cooled power/signal connector plug rotatable by 270° resolver 2-pole (resolver P=1) with DRIVE-CLiQ interface shaft with feather key, tolerance N without holding brake degree of protection IP64; paint finish RAL7016 |  | PM410:Product cancellation | Product is cancelled since: 01.10.2019 | This product is a Spare Part, please visit the Spares & Service section for more information If you need assistance please contact our local Siemens office | downloaded_assets/images/1FK7034-5AK71-1PA3.jpg
FDU:70000004061534
P1H147897 | Device: 7SK85 Motor Protection with Standardvariant Housing type: Flush mounting; BI: 17; BO: 16 (10ST + 6F + 0HS + 0P); CT: 4 (protection); VT: 4 (sta ndard); ¦Measuring-transducer inputs: 0 (20 mA or 10 V, fast), 0 (20 mA, standard); ¦Housing width: 1/2 x 19''; ¦Modules in 19" row 1: IO202, PS201, IO206; ¦Modules in 19" row 2: ; ¦LEDs/Push-buttons: 8 Push-but tons/LEDs(NE)+16LEDs; ¦Operation Panel: Integrated; ¦Key switch: Without; ¦Display type: Large display; ¦Front Design: USA; ¦Power Supply: DC 60 V-250 V, |  | PM300:Active Product |  |  | downloaded_assets/images/P1H147897.jpg
6FX3502-5CK32-1BA0 | Power cable, Preassembled 4x0.75 for motor S-1FL2 SH48/52 with S200, MOTION-CONNECT 350 Length(m)=10m Dmax power=7.5mm w.o. brake 1 million bending times |  | PM300:Active Product |  |  | downloaded_assets/images/6FX3502-5CK32-1BA0.jpg
6FX2001-2QA50 | INCREM. ENCODER 6FX2001-2QA50 WITH RS 422 (TTL), 500 P/R, CLAMP FLANGE WELLE 10 MM OPERATING VOLTAGE 10 - 30 V RADIAL FLANGE CONNECTOR |  | PM300:Active Product |  |  | downloaded_assets/images/6FX2001-2QA50.jpg
1FT6084-8AC71-1EB0 | ****spare part**** SIMOTICS S synchronous servo motor 1FT6 20 Nm, 100K, 2000 rpm naturally cooled IM B5 (IM V1, IM V3) for power and signal connector connector outlet direction Transverse right Absolute encoder EnDat 2048 S/R (encoder A-2048); Derating 10% due to absolute encoder With feather key, circular runout tolerance N with holding brake Vibration severity grade N Labyrinth seal (IP64) |  | PM410:Product cancellation | Product is cancelled since: 01.10.2015 | This product is a Spare Part, please visit the Spares & Service section for more information If you need assistance please contact our local Siemens office | downloaded_assets/images/1FT6084-8AC71-1EB0.jpg
3VA5570-7EC32-1AA0 | circuit breaker 3VA5 UL Frame 800 breaking capacity class C 100 kA @ 480 V 3-pole, line protection TM230, FTAM, In=700 A overload protection Ir=700 A permanently set short-circuit protection Ii=5...10 x In UL489 SB (naval), 50 degrees Celsius nut keeper kit |  | PM300:Active Product |  |  | downloaded_assets/images/3VA5570-7EC32-1AA0.jpg
CLM0D05480
LCE04C201277A
LEN02H003480A
LGB2K040B
BDFJ4225
FS-RD3
US2:25EUE92BD
TPSF12160200000
6ES7650-0GC16-1XX0 | SIMATIC PCS 7 ES/OS IL40S V2 IE W2K; P4 2.8GHZ; 2X512MB RAM; SOUND; DYNAMIC VIDEO MEMORY; DVD+-RW; FD 1,44MB; EIDE-RAID1 2X120GB; 1 X FAST ETHERNET RJ45 ON BOARD, 1 X IE (CP 1613) WIN2000 PROF. MUI (G,E,F,S,I); WITH MOUSE; WITHOUT KEYBOARD, MONITOR AND PRINTER; PCS7 V6.1 SP1 PREINSTALLED |  | PM500:Discontinued Product or end of PLM & Support | End of product lifecycle since: 01.11.2010 | Product was deleted without replacement If you need assistance please contact our local Siemens office
30CSEB3202VF
W1224L1200CU
3VL87163LB300AA0 | circuit breaker VL1600L very high breaking capacity Icu=100kA, 415V AC 3-pole, line protection trip unit ETU10, LI In=1600A, rated current IR=640...1600A, overload protection, II=1.25 to 9 xIN, short-circuit protection shipbuilding certificate for LRS, DNV and gL without auxiliary release without auxiliary/alarm switch, spare part product only for replacement purposes |  | PM490:Start of final year of support | Product discontinued since: 01.12.2022 | Product is no longer available Sucessor:www.siemens.com/conversion-tool If you need assistance please contact our local Siemens office | downloaded_assets/images/3VL87163LB300AA0.jpg
52AAIM5
FDU:70000004084979
FDU:70000004059172
3VA1150-6EF36-0BC0 | circuit breaker 3VA1 IEC Frame 160 breaking capacity class H Icu=70 kA @ 415 V 3-pole, line protection TM240, ATAM, In=50 A overload protection Ir=35 A...50 A short-circuit protection Ii=5...10 x In terminal connection undervoltage release (UVR) 24 V DC 2 auxiliary switches HQ |  | PM300:Active Product |  |  | downloaded_assets/images/3VA1150-6EF36-0BC0.jpg
3VA2125-8KP42-0AA0 | circuit breaker 3VA2 IEC Frame 160 breaking capacity class L Icu=150 kA @ 415 V 4-pole, line protection ETU850, LSI, In=25 A overload protection Ir=10 A...25 A short-circuit protection Isd=0.6..10x In, Ii=1.5..12x In neutral conductor protection adjustable (OFF, up to 160%) nut keeper kit |  | PM300:Active Product |  |  | downloaded_assets/images/3VA2125-8KP42-0AA0.jpg
9610UH1156CDTB
744.10850/01-00
6ES5373-1AA31
8MF6296-4KE | Earthquake-resistant system cabinet HxWxD=2200x 900x 600 IP40 |  | PM300:Active Product |  |  | downloaded_assets/images/8MF6296-4KE.jpg
TPSA111600000
9610EC1156BFZB
A7F30003578
A5E00223152 | Firmware, Spanish for FIDAMAT 6 |  | PM300:Active Product |  |  | downloaded_assets/images/A5E00223152.jpg
8LK3011-8AA47 | Cable clamping rail with bracket W: 1100 mm, profile: C40 x 22.5 mm |  | PM300:Active Product |  |  | downloaded_assets/images/8LK3011-8AA47.jpg
6AV78820BA307EA0 | SIMATIC IPC277E (Nanopanel PC); 9" Touch TFT; 2x 10/100/1000 Mbps Ethernet RJ45; 1x display port graphic; 1x USB 3.0; 2x USB 2.0; 1x serial (COM 1); CFast slot; 24 V DC power supply Celeron N2807 (2C/2T) 8 GB RAM; Windows 10 IoT Enterprise LTSB 2016, 64 bit, MUI (en,de,fr,it,es) 256 GB Eco SSD; without SIMATIC software |  | PM300:Active Product |  |  | downloaded_assets/images/6AV78820BA307EA0.jpg
30CUDA32W2HJ
5SD7520-1 | Plug-in part for analog telec. Overvoltage basic and fine protection for analog tele- communication interfaces UC=185V DC/130V AC |  | PM500:Discontinued Product or end of PLM & Support | End of product lifecycle since: 27.04.2018 | Product is no longer available Sucessor:Successor type is available via technical-assistance@siemens.com (+49 (0)911 895 If you need assistance please contact our local Siemens office
6ES7815-8CD00-0YL7 | PREMIUM STUDIO SOFTWARE UPDATE SERVICE WITHIN THE FRAMEWORK OF THIS CONTRACT, YOU WILL RECEIVE UPDATED SOFTWARE VERSIONS FOR A PERIOD OF ONE YEAR. EXTENDED BY ANOTHER YEAR, IF IT IS NOT CANCELED THREE MONTHS PRIOR TO ITS EXPIRATION. PERIOD OF DELIVERY AND PERFORMANCE: 1 YEAR FROM DATE OF INVOICE PREREQUISITE FOR CONTRACT: CURRENT VERSION OF THE SOFTWARE |  | PM500:Discontinued Product or end of PLM & Support | End of product lifecycle since: 19.12.2011 | Product was deleted without replacement Sorry but this product is currently not available. If you need assistance please contact our local Siemens office
A1104407501
1FE1124-4WB31-6BA2-Z
6SL3220-1YH24-1AF0 | SINAMICS G120X Rated power: 7.5 kW At 110% 60s, 100% 240 s Radio interference suppression filter for category C2 500-690 V 3AC +10/-20% 47-63 Hz Ambient temperature -20 to +45 °C Size: FSD Degree of protection IP20 / UL open type painting 3C2 without operator panel with IO expansions Fieldbus integrated: PROFINET PN, Ethernet IP |  | PM300:Active Product |  |  | downloaded_assets/images/6SL3220-1YH24-1AF0.jpg
A6X30070122
9810-8544
TPS4A1230SXD2
299-03005
9610UC1115EDZC
VBA150F123X
3RA1125-0DA23-1BP4
S3040B1200
LDX:L0164311
3RA1245-4FD44-1AM2
US2:14GP12BS81
1FK7084-2AC74-1TH0 | SIMOTICS S synchronous motor 1FK7-CT PN=3.1 kW; UDC=600V M0=20Nm (100K); NN=2000rpm; naturally cooled design IMB 5 (IM V1, IM V3) flange 1, with Pt1000 temperature sensor power connector rotatable 2-pole resolver (resolver P=1) smooth shaft, tolerance N with holding brake, type of protection IP64 |  | PM300:Active Product |  |  | downloaded_assets/images/1FK7084-2AC74-1TH0.jpg
3RH2131-1SB40 | coupling contactor relay, 3 NO + 1 NC, 24 V DC, 0.85-1.85* Us, with integrated suppressor diode, screw terminal, frame size S00, suitable for PLC outputs, not expandable with auxiliary switch expandable |  | PM300:Active Product |  |  | downloaded_assets/images/3RH2131-1SB40.jpg
A6X30181832
MT0150H
3RG78442BE281SS1
8GK10513KK21 | ALPHA 160 DIN, WALL-MOUNTED DB, FM PARTIALLY EQ. W. RAPID MOUNTING KIT FOR BUILT-IN DEV., RAL 9016, IP31, SK2, H=800 W=550 D=140 |  | PM500:Discontinued Product or end of PLM & Support | End of product lifecycle since: 01.05.2014 | Product was deleted without replacement Sucessor:NO REPLACEMENT Sorry but this product is currently not available. If you need assistance please contact our local Siemens office
52157400001
3SU1400-1AA10-1NA0-ZY19 | Contact module with 2 contact elements, 2 NO, gold-plated contacts, screw terminal, for front plate mounting Customer-specific selection with SIRIUS ACT configurator (CIN) |  | PM300:Active Product |  | Please enter text for every Y option (using the Configurator). | downloaded_assets/images/3SU1400-1AA10-1NA0-ZY19.jpg
3VA9773-0JJ64 | circular conduc. terminal TA7.1 6 x 1/0…750 kcmil for 6 cables; 3 units accessory for: circuit breaker, 3-pole 3VA57/58; 3VA67/68 |  | PM300:Active Product |  |  | downloaded_assets/images/3VA9773-0JJ64.jpg
LEN01B004240B
ECTPD1
7ML57461SA021BA0 | SITRANS LVL200 Vibrating point level switch, standard design. Detects level and material in liquids and slurries. Short insertion. For hazardous applications. Electronics: Contactless electronic switch 20...250 V AC/DC Approvals: CSA(XP)CL I,II,III DIV 1, GP A B C D E F G Process Connection / Material: Thread 3/4" NPT, PN64 / 316L Adapter/Process temperature: Without adapter/ -50...150 C Housing/Cable entry: Aluminium IP66/IP67 / 1/2" NPT . . |  | PM300:Active Product |  |  | downloaded_assets/images/7ML57461SA021BA0.jpg
73DT33EFA
5WG1611-3AL11
US2:MBKJD32400
TPS3B1250VX0
9510UC2115HEZA
US2:17DUA92FC11
MVSGACMT24XX
FDU:70000004369064
3VA1163-5EF36-0AH0 | circuit breaker 3VA1 IEC Frame 160 breaking capacity class M Icu=55 kA @ 415 V 3-pole, line protection TM240, ATAM, In=63 A overload protection Ir=44 A...63 A short-circuit protection Ii=5...10 x In terminal connection 2 auxiliary switches HQ 1 trip alarm switch HQ |  | PM300:Active Product |  |  | downloaded_assets/images/3VA1163-5EF36-0AH0.jpg
3VA2463-6JQ32-0AG0 | circuit breaker 3VA2 IEC Frame 630 breaking capacity class H Icu=85 kA @ 415 V 3-pole, line protection ETU560, LSIG, In=630 A overload protection Ir=250 A...630 A short-circuit protection Isd=0.6..9 x In, Ii=1.5..9 x In neutral conductor protection optionally with external current transformer, up to 160% ground-fault protection, can be switched off Ig=0.2...1 x In, tg=0.05-0.8s nut keeper kit 1 auxiliary switch HP 1 trip alarm switch HP |  | PM300:Active Product |  |  | downloaded_assets/images/3VA2463-6JQ32-0AG0.jpg
3VA1116-1AA36-0JC0 | switch disconnector 3VA1 IEC frame 160 3-pole SD100, In=160A without overload protection w/o short-circuit protection clamp connection shunt trip (STL) 110-127V DC, AC 50/60Hz 2 auxiliary switches HQ |  | PM300:Active Product |  |  | downloaded_assets/images/3VA1116-1AA36-0JC0.jpg
P1A184782 | Device: 7SA86 Distance Prot. 3 -pole Housing type: Flush mou nting; BI: 35; BO: 33 (27ST + 6F + 0HS + 0P); CT: 3 (protect ion) + 1 (sensitive); VT: 4 (s tandard); ¦Measuring-transducer inputs: 0 (20 mA or 10 V, fast), 0 (20 mA, standard); ¦Housing width: 1/2 x 19''; ¦Modules in 19" row 1: IO202, PS201, IO231; ¦Modules in 19" row 2: ; ¦LEDs/Push-buttons: 32 LEDs; ¦Operation Panel: Integrated; ¦Key switch: Without; ¦Display type: Large display; ¦Front Design: Standard; ¦Power Supply: DC 60 V-250 V, AC 100 V-230 V; |  | PM300:Active Product |  |  | downloaded_assets/images/P1A184782.jpg
3VA2063-5HM42-0AA0 | circuit breaker 3VA2 IEC Frame 100 breaking capacity class M Icu=55 kA @ 415 V 4-pole, line protection ETU330, LIG, In=63 A overload protection Ir=25 A...63 A short-circuit protection Ii=1.5...12 x In neutral conductor protection adjustable (OFF, 100%) ground-fault protection Ig=0.25...1 x In= tg=0.1/0.3s nut keeper kit |  | PM300:Active Product |  |  | downloaded_assets/images/3VA2063-5HM42-0AA0.jpg
6AV6613-0AA51-3CH5 | WinCC flexible 2008 Advanced engineering software,floating license software and license key download, de/en/fr/it/es/zh-CHS/zh-CHT/ko /ja executable in Windows 7 Professional/Ultimate/Enterpris e(32/64) Windows 10 Professional/Enterprise (64), for configuration of SIMATIC Panels and WinCC flexible 2008 Runtime - - consignee email address required for delivery |  | PM400:Phase Out Started | Product phase-out since: 01.10.2022 | This product is downloadable only. | downloaded_assets/images/6AV6613-0AA51-3CH5.jpg
A6X30106961
ECFRK2
FDU:70000004023252
3RG78446SD260SS0
US274FS32DFAF
3SU1051-1CD60-0AA0-ZY13 | Illuminated mushroom pushbutton, 22 mm, round, metal, shiny, white, 60 mm, momentary contact type, with laser labeling, symbol number according to, ISO 7000 or IEC 60417 |  | PM300:Active Product |  |  | downloaded_assets/images/3SU1051-1CD60-0AA0-ZY13.jpg
P1F481302 | Device: 7UT85 Transf. Prot (2 Wind.) Housing type: Flush mo unting; BI: 35; BO: 42 (30ST + 12F + 0HS + 0P); CT: 12 (prote ction); VT: 4 (standard); ¦Measuring-transducer inputs: 0 (20 mA or 10 V, fast), 0 (20 mA, standard); ¦Housing width: 2/3 x 19''; ¦Modules in 19" row 1: IO203, PS201, IO208, IO231; ¦Modules in 19" row 2: ; ¦LEDs/Push-buttons: 32 LEDs; ¦Operation Panel: Integrated; ¦Key switch: Without; ¦Display type: Small display; ¦Front Design: Standard; ¦Power Supply: DC 60 V-250 V, AC 100 V-230 V; ¦Redundant Power Supply: No; |  | PM300:Active Product |  |  | downloaded_assets/images/P1F481302.jpg
1FY2050-2RA10-2AB0 | ***spare part*** planetary gearbox NRB060 i=10 with feather key at output for motor with centering edge N=50 mm, hole circle M=70 mm and shaft D=11 mm x L=23 mm (1FK2x03 / 1FT2x03) |  | PM300:Active Product |  | This product is a Spare Part, please visit the Spares & Service section for more information If you need assistance please contact our local Siemens office | downloaded_assets/images/1FY2050-2RA10-2AB0.jpg
8PS6235-0EH40 | LRA2841-0-TC TERMINAL ELEMENT TC L1,L2,L3,PEN 4000A |  | PM300:Active Product |  |  | downloaded_assets/images/8PS6235-0EH40.jpg
6ES7718-0CB04-1CB3 | SIMATIC Field PG M6 Comfort; i5-8400H (2.5 to 4.2 GHz; 4 kernels + hyper-threading; 8 MB Smart Cache); 15.6" display; Full HD (1920x 1080); WLAN 802.11ac & Bluetooth V5.0; DVD +/-RW; UHD Graphics 630; 1x 32 GB DDR4 SD-RAM SO-DIMM; 512 GB SSD SATA (2.5"); without S5 interface, without S5-EPROMMER Line cable with power plug: USA; Keyboard: QWERTZ/QWERTY; 512 GB SSD NVME (M.2); Windows 11 IoT Enterprise (version 22H2) 64-bit; without USB flash drive (restore image; D&D) license for STEP 7 Professional; WinCC Advanced; Safety Advanced; version of the preinstalled software and licenses V18 |  | PM410:Product cancellation | Product is cancelled since: 18.05.2024 | This product is a Spare Part, please visit the Spares & Service section for more information If you need assistance please contact our local Siemens office | downloaded_assets/images/6ES7718-0CB04-1CB3.jpg
1PH81031DG020CE1 | SIMOTICS M compact asynchronous motor 2000 r/min 7 kW 33 Nm 17.5 A 345 V 2300 r/min 7.5 kW 31 Nm 17 A 382 V 2650 r/min 8 kW 29 Nm 16 A 434 V 2800 r/min 8.5 kW 29 Nm 16 A 455 V forced ventilation; direction of air flow DE--> NDE; IP55 degree of protection Incremental encoder 22-bit with commutation position (encoder IC22DQ) with DRIVE-CLiQ interface DESIGN IM B5 (IMV 1,IM V3) PLAIN SHAFT WITHOUT FITTED KEY; BEARING: STANDARD WITH FIXED BEARING, VIBRATION SEVERITY GRADE: S/A, SHAFT AND FLANGE ACCURACY: R POWER CONNECTOR (ABOVE) CABLE ENTRY ON THE RIGHT SIGNAL CONNECTION D-END |  | PM300:Active Product |  |  | downloaded_assets/images/1PH81031DG020CE1.jpg
3RA21454YD461NB3
1FK7101-2AC74-1EG2 | SIMOTICS S Synchronous motor 1FK7-CT PN=4.3kW; UDC=600V M0=27Nm (100K); NN=2000rpm; Naturally cooled FRAME SIZE IMB 5 (IM V1, IM V3) FLANGE 1, WITH PT1000 TEMPERATURESENSOR POWER CONNECTOR ROTATABLE ABSOLUTE ENCODERR 2048 S/R + 4096 UMDREHUNGEN MULTITURN, WITH ENDAT-SCHNITTSTELLE (ENCODER AM2048S/R) PLAIN SHAFT, TOLERANCE N; W/O HOLDING BRAKE Degree of protection IP65 DE flange IP67 |  | PM300:Active Product |  |  | downloaded_assets/images/1FK7101-2AC74-1EG2.jpg
6FX7002-5LM62-1BD0 | Power cable pre-assembled type: 6FX7002-5LM62 4x 2.5 C M20/1FN3 screw connection Connector full thread Sz. 1 on the converter side for SIMODRIVE/MASTERDRIVES MOTION-CONNECT 800PLUS trailable, UL/CSA, DESINA Dmax=11 mm Length (m)= 0 + 10 + 3 + 0 |  | PM300:Active Product |  |  | downloaded_assets/images/6FX7002-5LM62-1BD0.jpg
SCLD6A600LSIG
9510UC-1156-HFZA
265-02068
1FK7085-4CF74-1EH0 | SIMOTICS S Synchronous motor 1FK7-HD PN=2kW; UDC=600V M0=22Nm (100K); NN=3000rpm; Naturally cooled FRAME SIZE IMB 5 (IM V1, IM V3) FLANGE 1, WITH PT1000 TEMPERATURESENSOR POWER CONNECTOR ROTATABLE ABSOLUTE ENCODERR 2048 S/R + 4096 UMDREHUNGEN MULTITURN, WITH ENDAT-SCHNITTSTELLE (ENCODER AM2048S/R) PLAIN SHAFT, TOLERANCE N; WITH HOLDING BRAKE Degree of protection IP64 |  | PM300:Active Product |  |  | downloaded_assets/images/1FK7085-4CF74-1EH0.jpg
6AG4114-3KJ33-0HC0 | SIMATIC IPC847E (Rack PC, 19", 4HU); 3x Gbit Ethernet (IE/PN), RJ45; 1x DVI-D; 2x display ports; 1x COM 1; audio, 4x USB 3.1, 2x USB 3.1 (Type C) on the rear side; 2x USB 3.0 on the front; 1x USB 3.1 internal, temperature and fan monitoring; Watchdog, card retainer Xeon E-2176G (6C/12T, 3.7 (4.7) GHz, 12 MB cache, TB, VT-d, AMT); Board 9 slots: 7x PCI, 2x PCIe x16 (8 L); RAID5, 3x 4 TB HDD (Enterprise) 3.5 SATA and 4 TB HDD (Enterprise) 3.5" SATA as HotSpare; Enclosure with drive support Type A (for trays on the front); 2x 100/240V AC redundant industrial power supply unit; 32 GB DDR4 SDRAM (2x 16 GB), Dual Channel; Without extension (HW); Windows Server 2016 Standard edition including clients, 64-bit, MUI (de, en, fr, it, es); SIMATIC PC DiagMonitor and Image&Partition Creator Software enclosed; Without power supply cable |  | PM300:Active Product |  |  | downloaded_assets/images/6AG4114-3KJ33-0HC0.jpg
WPL6612RJ
9610EC1116DCZC
6ES78221BE030YC5 | SIMATIC STEP 7 Prof. V13 SP1 Power Pack V13 Trial 365-> V13 Floating License download; Engineering software in TIA Portal; only valid with simultaneous ordering of an SUS 6ES7822-1AE00-0YY0 valid; The requirements are as follows: existing STEP 7 V13 Trial 365 license; License key for download; without software and documentation ******************************* E-mail address required for delivery |  | PM500:Discontinued Product or end of PLM & Support | End of product lifecycle since: 01.10.2019 | This product is downloadable only. Product was deleted without replacement If you need assistance please contact our local Siemens office
US2:SHND6A120LIG
3SU1106-0AB30-1BA0-ZY13 | Illuminated pushbutton, 22 mm, round, plastic, yellow, pushbutton, flat, momentary contact type, with holder, 1NO, LED module with integrated LED 230 V AC, screw terminal, with laser labeling, symbol number according to, ISO 7000 or IEC 60417 |  | PM300:Active Product |  |  | downloaded_assets/images/3SU1106-0AB30-1BA0-ZY13.jpg
BVP:261740
3RE41225AA114FB0
3VA6440-8KT31-0AA0 | circuit breaker 3VA6 UL Frame 600 breaking capacity class L 150 kA @ 480 V 3-pole, line protection ETU856, LSI, In=400 A overload protection Ir=160 A...400 A short-circuit protection Isd=0.6..10x In, Ii=1.5..12x In neutral conductor protection optionally with external current transformer, up to 160% ground fault alarm signaled via EFB300 or COM without connection |  | PM300:Active Product |  |  | downloaded_assets/images/3VA6440-8KT31-0AA0.jpg
LJG3R250B
US2:40GP32WD
ED42M015
3SB1100-1AC20 | ACTUATOR 30MM MUSHR.-SHAPED PUSHB.UNIT 40MM F.CONT.BLOCKS W.1 CONTACT MAINTAINED-CONTACT, RED WITH METAL FRONT RING |  | PM500:Discontinued Product or end of PLM & Support | End of product lifecycle since: 06.02.2012 | Product is no longer available Sucessor:FOR REPLACEMENT TYPE CONTACT TECHNICAL-ASSISTANCE@SIEMENS.COM(0911-895-5900) If you need assistance please contact our local Siemens office
B304UB-HA226.600
1FK7042-5AF71-1UG0 | ****spare part**** SIMOTICS S synchronous servo motor 1FK7 Compact 3.0 Nm, 100K 3000 rpm, 0.82 kW naturally cooled IM B5 (IM V1, IM V3) power/signal connector plug rotatable by 270° RESOLVER MULTI-POLE (RESOLVER P=4) WITH DRIVE-CLIQ INTERFACE; PLAIN SHAFT, TOLERANCE N; W/O HOLDING BRAKE DEGREE OF PROTECTION IP64 |  | PM410:Product cancellation | Product is cancelled since: 01.10.2019 | Sucessor:Successor product is 1FK7 Generation 2 This product is a Spare Part, please visit the Spares & Service section for more information If you need assistance please contact our local Siemens office | downloaded_assets/images/1FK7042-5AF71-1UG0.jpg
6SR2014-9AA
1FN3100-4WE00-0AA3 | SIMOTICS L primary section; component 3-phase synchronous motor peak load version Fn=900 N; Fmax=2200 N Vmax/Fn= 535 m/min Vmax/Fmax= 258 m/min In=16.1 A; Imax=42.9 A with PTC120 and temperature sensor Pt1000 connection of power and signal combined connection via terminal box PG |  | PM300:Active Product |  |  | downloaded_assets/images/1FN3100-4WE00-0AA3.jpg
6ES7718-1BB14-1DA3 | SIMATIC Field PG M6 Advanced; i7-8850H (2.6 to 4.3 GHz; 6 kernels + hyper-threading; 9 MB Smart Cache); 15.6" display; Full HD (1920x 1080); WLAN 802.11ac & Bluetooth V5.0; DVD +/-RW; UHD Graphics 630; 1x 16 GB DDR4 SD-RAM SO-DIMM; 512 GB SSD SATA (2.5"); with S5 interface, with S5-EPROMMER; incl. STEP 5 license; incl. S5-AG cable and EPROM adapter; Line cable with power plug: USA; Keyboard: QWERTZ/QWERTY; 512 GB SSD NVME (M.2); Windows 10 IoT Enterprise 2021 LTSC, 64-bit; without USB flash drive (restore image; D&D) trial license STEP 7 Professional Combo; trial license WinCC Advanced Combo (TIA Portal & WinCC flexible), trial license Safety Advanced Combo (TIA Portal & Distributed Safety); version of the preinstalled software and licenses V18 |  | PM410:Product cancellation | Product is cancelled since: 18.05.2024 | This product is a Spare Part, please visit the Spares & Service section for more information If you need assistance please contact our local Siemens office
3RT2934-5AG21 | magnetic coil 110 V AC, 50/60 Hz, for contactors 3RT2.3.-.A |  | PM300:Active Product |  |  | downloaded_assets/images/3RT2934-5AG21.jpg
E1SHJD63B250
LEFA2B003240B
US2:LEN01D012208C
HF325JDOOR
FDU:70000004061011
A7F30003656
30CUCA3201VG
US2:30DUCA3202VL
US2:32DUEA92F1V2J
US2805506A00
9610UC1116HFZC
3ST1-200-4RP01 | AMMETER SELECTOR SWITCH FLUSH MOUNTING MLD.-PLAST.FRONT PLATE 48X48MM 4 KW AC3,380 V/10 A AC1,380 V 0/L1/L2/L3 KNOB HANDLE BLACK |  | PM500:Discontinued Product or end of PLM & Support | End of product lifecycle since: 01.01.1988 | Product is no longer available If you need assistance please contact our local Siemens office
A5E32401106
1FK7100-3BC71-1BB1 | SIMOTICS S synchronous motor 1FK7-HI PN=3 kW; UDC=600V M0=18Nm (100K); NN=2000rpm; naturally cooled design IMB 5 (IM V1, IM V3) flange 1 power connector rotatable absolute encoder single-turn 24-bit with DRIVE-CLiQ interface (encoder AS24DQI) shaft with feather key, tolerance N with holding brake degree of protection IP65 |  | PM300:Active Product |  |  | downloaded_assets/images/1FK7100-3BC71-1BB1.jpg
A6X30219580
A6X30146326
6FX80025CS231CA0 | Power cable pre-assembled type: 6FX8002-5CS23 4x 16 C Connector full thread Sz. 3 for SINAMICS S120 Motor Module Booksize MOTION-CONNECT 800PLUS trailable, UL/CSA, DESINA Dmax=22.3 mm Length (m)= +0 +20 +0 +0 |  | PM300:Active Product |  |  | downloaded_assets/images/6FX80025CS231CA0.jpg
6ES76478AG104AA1 | ***No longer available*** SIMATIC IPC227D (Nanobox PC) 1x DVI-I graphics card connection; 2x 10/100/1000 Mbps Ethernet RJ45; 4xUSB V2.0 (high current); CompactFlash slot; 24 V DC industrial power s. ATOM E660 (1.3 GHz), 2 GB RAM 250 GB HDD SATA COM1: RS232; Windows 7 SP1, MUI (SSD/HD, from 1 GHz) without SIMATIC software Device type: Basic standard mounting rail |  | PM490:Start of final year of support | Product discontinued since: 01.10.2023 | Product was deleted without replacement If you need assistance please contact our local Siemens office | downloaded_assets/images/6ES76478AG104AA1.jpg
STAVIS5P5C
9610UH-1115-GFTB
6FC5398-6AP40-6SA1 | SINUMERIK 840D sl DOCUMENTATION OPERATING MANUAL UNIVERSAL EDITION 12/17, Slovakian |  | PM500:Discontinued Product or end of PLM & Support | End of product lifecycle since: 23.02.2021 | Product was deleted without replacement If you need assistance please contact our local Siemens office | downloaded_assets/images/6FC5398-6AP40-6SA1.jpg
1MB21214CD213AG3 | Siemens intends to sell the LV NEMA motor business to ABB on the target date of May 2nd 2023 . Provided the sell is completed on the target date, the brand on nameplate will change sometime between May 2nd 2023 and Feb 2nd 2024. ******************************* LOW-VOLTAGE MOTOR, NEMA 3 PHASE SQUIRREL CAGE MOTOR HAZARDOUS DUTY XP100 CAST-IRON HOUSING NP EFFICIENCY, TEFC (IP65) 8 POLE * FS 445T 100 HP (60 HZ) CLASS I, GROUPS C&D, DIVISION I CLASS II,GROUPS F&G, DIVISION I BEARING DESIGN FOR INCREASED CANTILEVER FORCES 575V STD, 60HZ FOOT MOUNTED F-1,2 thermostat FLOOR F-1 |  | PM500:Discontinued Product or end of PLM & Support | End of product lifecycle since: 26.04.2023 | Product is no longer available If you need assistance please contact our local Siemens office
8PQ4000-0BA54 | Connecting lugs main busbar 30 x 10 mm, 1 set = 4 units |  | PM300:Active Product |  |  | downloaded_assets/images/8PQ4000-0BA54.jpg
3VA2340-6JP42-0BC0 | circuit breaker 3VA2 IEC Frame 400 breaking capacity class H Icu=85 kA @ 415 V 4-pole, line protection ETU550, LSI, In=400 A overload protection Ir=160 A...400 A short-circuit protection Isd=0.6..10x In, Ii=1.5..10x In neutral conductor protection adjustable (OFF, up to 100%) nut keeper kit circuit breaker 3VA2 IEC Frame 400 undervoltage release 24 V DC 2 auxiliary switches HQ |  | PM300:Active Product |  |  | downloaded_assets/images/3VA2340-6JP42-0BC0.jpg
8WB1002 | inscription label, horizontal and vertical, W: 35 mm, white |  | PM400:Phase Out Started | Product phase-out since: 06.08.2013 |  | downloaded_assets/images/8WB1002.jpg
E12HLD62B350
171G-10321
US2:37HUGC6EDD
73FS35WGA
9610TC1115HZZD
US2:18GP92WLD91
9LA1110-6SP10-7DA0 | HP FLEXIBLE THIN CLIENT PRE-INSTALLED IGEL OS INCL. KEYBOARD (GER) AND MOUSE DUAL SCREEN OPTION AND 5 YEAR SERVICE PACKAGE PLEASE PROVIDE EXISTING SERVICE AGREEMENT NUMBER IN CASE OF AN INDIVIDUAL ORDER ************************** SPECIAL RELEASE REQUIRED! PLEASE REGARD SIOS ID: 85668754 PRODUCT IS SUBJECT TO ADDITIONAL T&CS TO BE AGREED WITH THE CUSTOMER PRIOR TO DELIVERY |  | PM410:Product cancellation | Product is cancelled since: 01.06.2023 | For this product a successor is available 9LA1110-6SP26-7DA0 Compare Products | downloaded_assets/images/9LA1110-6SP10-7DA0.jpg
KQA:3006474
3SU1050-5BF21-0AA0-ZY10 | keyswitch Siemens, C, 22 mm, round, metal, shiny, lock number SSG10, with 2 keys, 2 switch positions O-I, latching, actuating angle 90°, 10:30h/13:30h, key removal I, with laser inscription, upper case and lower case, always upper case at beginning of line |  | PM300:Active Product |  |  | downloaded_assets/images/3SU1050-5BF21-0AA0-ZY10.jpg
P1J828682 | Device: 7SJ85 Overcurrent Prot ection Housing type: Flush mo unting; BI: 27; BO: 21 (3ST + 18F + 0HS + 0P); CT: 9 (protec tion) + 3 (sensitive); VT: 4 ( standard); ¦Measuring-transducer inputs: 0 (20 mA or 10 V, fast), 0 (20 mA, standard); ¦Housing width: 2/3 x 19''; ¦Modules in 19" row 1: IO202, PS201, IO201, IO201; ¦Modules in 19" row 2: ; ¦LEDs/Push-buttons: 16 LEDs; ¦Operation Panel: Integrated; ¦Key switch: Without; ¦Display type: Small display; ¦Front Design: Standard; ¦Power Supply: DC 60 V-250 V, AC 100 V-230 V; |  | PM300:Active Product |  |  | downloaded_assets/images/P1J828682.jpg
3RA21404HD450AK6
1FT70445AF701DA0 | SIMOTICS S Synchronous motor 1FT7, M0=5Nm (100K) NN=3000rpm, PN=1.35kW Naturally cooled Frame size IMB 5 (IM V1, IM V3) recessed flange (more compact) POWER CONNECTOR ROTATABLE INCREMENTAL ENCODER 2048 S/R WITH DRIVE-CLIQ INTERFACE (ENCODER I-2048) CONNECTOR ROTATABLE SHAFT WITH FITTED KEY; W/O HOLDING BRAKE; ACC. TOLERANCE N VIBRATION SEVERITY GRADE A, DEGREE OF PROTECTION IP 64 |  | PM300:Active Product |  |  | downloaded_assets/images/1FT70445AF701DA0.jpg
A6X30157097
R1632L1125W
49EC18DN362408R
462.007.7700.11
P120
SLSCW-F
VVF52.40-12.5G
RVAHEBMA1
9610DC2155DGTB
T3F30112A5R1MN
1FK7034-5AF21-1SB2 | ****spare part**** SIMOTICS S synchronous servo motor 1FK7 Compact, DC link 300 V 1.6 Nm, 100K, 3000 rpm 0.46 kW, naturally cooled power/signal connector plug rotatable by 270° RESOLVER MULTI-POLE (RESOLVER P=3); shaft with feather key, tolerance N with holding brake degree of protection IP65 DE flange IP67 |  | PM410:Product cancellation | Product is cancelled since: 01.10.2019 | Sucessor:Successor product is 1FK7 Generation 2 This product is a Spare Part, please visit the Spares & Service section for more information If you need assistance please contact our local Siemens office | downloaded_assets/images/1FK7034-5AF21-1SB2.jpg
J2S304822
5TG1914 | DELTA profil, Mounting plate for FOC installation couplings 1x "SC"/1x "ST", AMP |  | PM300:Active Product |  |  | downloaded_assets/images/5TG1914.jpg
TPS4B0625X2
6ES7292-1AP40-0XA0 | SIMATIC S7-1200, spare part, I/O terminal block tin-coated, coded right, CPU 1211C/1212C on input side, (4 units with 14 screws each) |  | PM300:Active Product |  |  | downloaded_assets/images/6ES7292-1AP40-0XA0.jpg
9610DH2156EDZA
17GSJ82ND14
SLJC462504HJD6BF
HNF365J
LDX:L0069949
XPT:8PT5097
1FK2208-4AC10-1SB0 | SIMOTICS S-1FK2 CT servo motor M0=22 Nm; PN = 3.55 kW at nN=2000 rpm (380-480 V); PN = 2.15 kW at nN=1000 rpm (200-240 V); with holding brake; degree of protection IP64; shaft D32x58 mm with feather key; absolute encoder single-turn 22-bit (encoder AS22DQC); with DRIVE-CLiQ plug M17; power connector size M23; |  | PM300:Active Product |  |  | downloaded_assets/images/1FK2208-4AC10-1SB0.jpg
FDU:70000004017042
52NL109728
A6X30116622
6SL32303YE420UF0 | SINAMICS G120X Rated power: 75 kW At 110% 60s, 100% 240 s Unfiltered 380-480 V 3 AC +10/-20% 47-63 Hz Ambient temperature -20 to +45 °C Size: FSF Degree of protection IP20 / UL open type Paint finish 3C3 With Intelligent Operator Panel Without IO expansion Fieldbus integrated: PROFINET PN, Ethernet IP |  | PM300:Active Product |  |  | downloaded_assets/images/6SL32303YE420UF0.jpg
A5E00141350 | SIMATIC PC, SPARE PART, REPAIR SET CABLE FUER RACK PC 840 |  | PM500:Discontinued Product or end of PLM & Support | End of product lifecycle since: 01.12.2014 | Product was deleted without replacement If you need assistance please contact our local Siemens office
3RA1210-0GA15-0BB4 | Load feeder fuseless Reversing operation, 400 V AC Size S00 0.45-0.63 A, 24 V DC Screw terminal Type of coordination 2, Iq = 50 kA !!! Phased-out product !!! Successor is SIRIUS 3RA2 Preferred successor type is >>3RA2210-0GA15-2BB4<< |  | PM500:Discontinued Product or end of PLM & Support | End of product lifecycle since: 09.02.2023 | Product is no longer available. Successor: 3RA2210-0GA15-2BB4 Compare Products Sucessor:Product canceled since 01.07.2016 - 3R.2 successor product in PMD | downloaded_assets/images/3RA1210-0GA15-0BB4.jpg
A1-101-015-503
3SU1900-0FS40-0AA0-ZY12 | pushbutton, high, green, for pushbutton, with laser labeling, lower case |  | PM300:Active Product |  |  | downloaded_assets/images/3SU1900-0FS40-0AA0-ZY12.jpg
3SU1050-3AB61-0AK0-Z
8PQ9115-1AA84 | rear wall h22 w05 |  | PM300:Active Product |  |  | downloaded_assets/images/8PQ9115-1AA84.jpg
FDU:70000004025471
1FT6062-1AF71-3EG1 | ****spare part**** SIMOTICS S synchronous servo motor 1FT6 6.0 Nm, 100K, 3000 rpm naturally cooled, IP65 IM B5 (IM V1, IM V3) absolute encoder EnDat 2048 S/R (encoder A-2048) for power/signal connectors: Outlet direction axial NDE without holding brake |  | PM410:Product cancellation | Product is cancelled since: 01.10.2015 | This product is a Spare Part, please visit the Spares & Service section for more information If you need assistance please contact our local Siemens office | downloaded_assets/images/1FT6062-1AF71-3EG1.jpg
3VA2163-7KQ32-0AA0 | circuit breaker 3VA2 IEC Frame 160 breaking capacity class C Icu=110 kA @ 415 V 3-pole, line protection ETU860, LSIG, In=63 A overload protection Ir=25 A...63 A short-circuit protection Isd=0.6..10x In, Ii=1.5..12x In neutral conductor protection optionally with external current transformer, up to 160% ground-fault protection, can be switched off Ig=0.25...1 x In, tg=0.05-0.8s nut keeper kit |  | PM300:Active Product |  |  | downloaded_assets/images/3VA2163-7KQ32-0AA0.jpg
6CLF1
TPSF122402F4XDR
DPH2730
30HP32W1HG81
3-533-0575G
3-531-2902A
3VL47313LE362GA0 | circuit breaker VL400L very high breaking capacity Icu=100kA, 415V AC 3-pole, line protection Trip Unit ETU20, LSI In=315A, rated current IR=128...315A, overload protection, ISD=1.5 to 10xIR, II=11xIN short-circuit protection shipbuilding certificate for LRS, DNV and gL Undervoltage release 110...127 V AC without auxiliary/alarm switch, spare part product only for replacement purposes |  | PM490:Start of final year of support | Product discontinued since: 17.11.2022 | Product is no longer available Sucessor:3VA2340-7HN32-.... If you need assistance please contact our local Siemens office
1FT5066-0AG01-2-Z
HNG3T100B
1FK7060-5AF71-1DH0 | ****spare part**** SIMOTICS S synchronous servo motor 1FK7 Compact 6.0 Nm, 100K 3000 rpm, 1.48 kW naturally cooled IM B5 (IM V1, IM V3) power/signal connector plug rotatable by 270° INCREMENTAL ENCODER 2048 P/REV (ENCODER I-2048) WITH DRIVE-CLIQ INTERFACE; PLAIN SHAFT, TOLERANCE N; WITH HOLDING BRAKE DEGREE OF PROTECTION IP64 |  | PM410:Product cancellation | Product is cancelled since: 01.10.2019 | Sucessor:Successor product is 1FK7 Generation 2 This product is a Spare Part, please visit the Spares & Service section for more information If you need assistance please contact our local Siemens office | downloaded_assets/images/1FK7060-5AF71-1DH0.jpg
TPSF121202F03DR
SMU2CBC1012NP
AECBPGQ004-IEC
1FK7083-5AF71-1DH0 | ****spare part**** SIMOTICS S synchronous servo motor 1FK7 Compact 16 Nm, 100K 3000 rpm, 3.30 kW naturally cooled IM B5 (IM V1, IM V3) power/signal connector plug rotatable by 270° INCREMENTAL ENCODER 2048 P/REV (ENCODER I-2048) WITH DRIVE-CLIQ INTERFACE; PLAIN SHAFT, TOLERANCE N; WITH HOLDING BRAKE DEGREE OF PROTECTION IP64 |  | PM410:Product cancellation | Product is cancelled since: 01.10.2019 | Sucessor:Successor product is 1FK7 Generation 2 This product is a Spare Part, please visit the Spares & Service section for more information If you need assistance please contact our local Siemens office | downloaded_assets/images/1FK7083-5AF71-1DH0.jpg
PFB-T1
6ES5188-3UA22 | ***Spare part*** SIMATIC S5, Central devices CD 135U/155U, 21 slots, with power supply 120/230;5V AC;40A (without CPU, battery, Manual) |  | PM500:Discontinued Product or end of PLM & Support | End of product lifecycle since: 01.10.2022 | Product was deleted without replacement If you need assistance please contact our local Siemens office
3VA2063-7HL36-0KB0 | circuit breaker 3VA2 IEC Frame 100 breaking capacity class C Icu=110 kA @ 415 V 3-pole, line protection ETU320, LI, In=63 A overload protection Ir=25 A...63 A short-circuit protection Ii=1.5...12 x In terminal connection shunt trip (STL) 220-250 V DC, 208-277 V AC 2 auxiliary switches HP |  | PM300:Active Product |  |  | downloaded_assets/images/3VA2063-7HL36-0KB0.jpg
3SU1401-1ME60-1DA1-ZY19 | SIRIUS ACT: terminal module (LED module), integrated LED white, for front plate mounting, ATEX, customer-specific selection with SIRIUS ACT configurator (CIN) |  | PM300:Active Product |  | Please enter text for every Y option (using the Configurator). | downloaded_assets/images/3SU1401-1ME60-1DA1-ZY19.jpg
XZM:1MB161-1D-18
3WA9111-0AQ11 | Accessory Circuit breaker 3WA, Main contact system 3 pcs. for 3 pole breakers, frame size 2, breaking capacity S, M, 2500 A |  | PM300:Active Product |  |  | downloaded_assets/images/3WA9111-0AQ11.jpg
7SR1813-1NB12-0DA0 | Solkor 7SR18 differential protection, E6 case size, 6 binary inputs, 8 binary outputs, 18 LEDs, measuring input: 4 CTs (1A/5A), 24-250 V DC, 100 - 230 V AC, binary input threshold 88 V DC, signal: optical fibre link (820 nm) (ST connection) 2 km, communication interface: USB front, RS485 rear, IEC 60870-5-103 + Modbus RTU + DNP3 (user selectable), protection function packages: standard + 79 autoreclose |  | PM300:Active Product |  |  | downloaded_assets/images/7SR1813-1NB12-0DA0.jpg
FDU:70000001377452
US2:83IUH95ED
9610EC2115BZTD
1-210-2743
AUHF80060060DE0
6AV63551GA317DD0 | WinCC OA - Driver Modbus V3.17, Patch Only service. Entitles the customer to purchase generally available patches for the specified version. Duration: 12 months from order. Billing is annual in advance. Automatic extension by 1 year if not canceled 3 months prior to expiration. The POS contract conditions apply. |  | PM500:Discontinued Product or end of PLM & Support | End of product lifecycle since: 01.10.2021 | This product is downloadable only. Product is no longer available. Successor: 6AV6355-1GA00-0DD0 Compare Products
A6X30208818
3SU1130-2BF60-3MA0-ZY12 | Selector switch, illuminable, 22 mm, round, plastic with metal front ring, white, selector switch, short, 2 switch positions O-I, latching, actuating angle 90°, 10:30h/13:30h, with holder, 1 NO, 1 NC, spring-type terminal, with laser labeling, lower case |  | PM490:Start of final year of support | Product discontinued since: 31.05.2023 | Product is no longer available Sucessor:3SU1100-2BF60-3MA0-ZY12 If you need assistance please contact our local Siemens office
A5E00271630
3NY1372 | Spare part for switch 3NP5360 Handle unit |  | PM300:Active Product |  |  | downloaded_assets/images/3NY1372.jpg
3VA5170-4ED11-0AA0 | circuit breaker 3VA5 UL Frame 125 breaking capacity class S 25 kA @ 277 V 1-pole, line protection TM210, FTFM, In=70 A overload protection Ir=70A permanently set short-circuit protection Ii=10 x In without connection |  | PM300:Active Product |  |  | downloaded_assets/images/3VA5170-4ED11-0AA0.jpg
A6X30143424
LZS:RT3B4T30
6SE6440-2AD31-1CA1 | **spare part** MICROMASTER 440 built-in class A filter 380-480 V 3 AC +10/-10% 47-63 Hz constant torque 11 kW overload 150% 60 s, 200% 3 s square-law torque 15 kW 245x 185x 195 (HxWxD) degree of protection IP20 ambient temperature -10+50 °C without AOP/BOP |  | PM410:Product cancellation | Product is cancelled since: 01.10.2019 | Sucessor:SIOS ID 109746454 This product is a Spare Part, please visit the Spares & Service section for more information If you need assistance please contact our local Siemens office | downloaded_assets/images/6SE6440-2AD31-1CA1.jpg
8GK1122-4KA52 | ALPHA 400, wall-mounted cabinet, IP44, Protection class 1, H: 950 mm, W: 1300 mm, T: 210 mm, RAL 9016 |  | PM300:Active Product |  |  | downloaded_assets/images/8GK1122-4KA52.jpg
US2:30DUEB32B1VC
18DSE82NH
18CSE82WJ
3RA1210-0GD15-0BB4 | Load feeder fuseless Reversing operation, 400 V AC Size S00 0.45-0.63 A, 24 V DC Screw terminal Type of coordination 2, Iq = 50 kA on 60 mm busbar adapter !!! Phased-out product !!! Successor is SIRIUS 3RA2 Preferred successor type is >>3RA2210-0GD15-2BB4<< |  | PM500:Discontinued Product or end of PLM & Support | End of product lifecycle since: 09.02.2023 | Product is no longer available. Successor: 3RA2210-0GD15-2BB4 Compare Products Sucessor:Product canceled since 01.07.2016 - 3R.2 successor product in PMD | downloaded_assets/images/3RA1210-0GD15-0BB4.jpg
22ESF32AF
A7F30005347
A6X30183205
P1A159148 | Device: 7SA86 Distance Prot. 3 -pole with Standardvariant Ho using type: Flush mounting; BI : 11; BO: 9 (3ST + 6F + 0HS + 0P); CT: 4 (protection); VT: 4 (standard); ¦Measuring-transducer inputs: 0 (20 mA or 10 V, fast), 0 (20 mA, standard); ¦Housing width: 1/3 x 19''; ¦Modules in 19" row 1: IO202, PS201; ¦Modules in 19" row 2: ; ¦LEDs/Push-buttons: 16 LEDs; ¦Operation Panel: Integrated; ¦Key switch: Without; ¦Display type: No display; ¦Front Design: Standard; ¦Power Supply: DC 24 V - 48 V; ¦Redundant Power Supply: No; |  | PM300:Active Product |  |  | downloaded_assets/images/P1A159148.jpg
FDU:A5E45953215
3VA6580-6HM32-2AA0 | circuit breaker 3VA6 UL Frame 800 breaking capacity class H 65 kA @ 480 V 3-pole, line protection ETU330, LIG, In=800 A overload protection, 100% rated Ir=315 A ...800 A short-circuit protection Ii=1.5...10 x In ground-fault protection IG=0.2... 1xIn, tg=0.1/0.3s nut keeper kit |  | PM300:Active Product |  |  | downloaded_assets/images/3VA6580-6HM32-2AA0.jpg
A6X30137070
B220
364-02022
RVA010252002
A6X30158464
1FK2205-2AF00-1MB0 | SIMOTICS S-1FK2 CT servo motor M0=3.6 Nm; PN = 0.94 kW at nN=3000 rpm (380-480 V); PN = 0.53 kW at nN=1500 rpm (200-240 V); degree of protection IP64; shaft D19x40 mm with feather key; absolute encoder 22-bit + 12-bit multiturn (encoder AM22DQC); with DRIVE-CLiQ plug M17; power connector size M17; |  | PM300:Active Product |  |  | downloaded_assets/images/1FK2205-2AF00-1MB0.jpg
6GK6297-3WD00-4AB1 | RUGGEDCOM RMM2973C-4PFC, Media Module for RUGGEDCOM RST2000 series with PoE support, 4 x FastConnect (RJ45) supporting Power-over-Ethernet (PoE, IEEE 802.3at, IEEE 802.3bt type 3), 10/100/1000 BASE-TX, with conformal coating |  | PM300:Active Product |  |  | downloaded_assets/images/6GK6297-3WD00-4AB1.jpg
6NH9910-0AA31-0AC1 | PP TCSB 64 to 256 V3.1; Power Pack for TeleControl Server Basic of 64 to 256 RTUs; for Operation of up to 256 remote stations; License key on USB stick. |  | PM300:Active Product |  |  | downloaded_assets/images/6NH9910-0AA31-0AC1.jpg
6DL89130QK300AB5 | SIMIT Virtual Controller V10.3 software 1 controller (Entry / SIS) floating license for 1 user engineering software without software, without documentation, class A, 2 languages (de, en), executable in Win 7 SP1, Win 10 (20H2), Win 10 LTSB 2015 / LTSC 2019, Win Server 2016 / 2019, for more information see SIMIT V10.3 Readme, reference hardware: PC/PG content: 1x certificate order only possible in connection with: 6DL8900-7XX00-0XB8-Z Y01 Y02 |  | PM500:Discontinued Product or end of PLM & Support | End of product lifecycle since: 01.10.2024 | Product is no longer available. Successor: 6DL8913-0QL20-0AB5 Compare Products | downloaded_assets/images/6DL89130QK300AB5.jpg
6RY1803-1DA24 | ****spare part**** Power Interface coated incl. terminals C98043- A7106-L400 Functional Safety |  | PM300:Active Product |  | This product is a Spare Part, please visit the Spares & Service section for more information If you need assistance please contact our local Siemens office | downloaded_assets/images/6RY1803-1DA24.jpg
A6X30048671
9610TH1155DETC
9610UC1115HFTC
STPH34GG0910D
3SK1122-2CB41-ZX90 | SIRIUS safety relays 12 x basic unit advanced series with time delay 0.05-3 s electronic enabling circuits 2 NO instantaneous 2 NO delayed Us = 24 V DC Spring-type terminal (push-in) |  | PM300:Active Product |  |  | downloaded_assets/images/3SK1122-2CB41-ZX90.jpg
CZF:1MB164-2D-11
1PH8103-1DD03-2GA1 | SIMOTICS M compact asynchronous motor 1000 r/min 3.7 kW 35 Nm 10 A 333 V 1150 r/min 4.3 kW 36 Nm 10 A 380 V 1350 r/min 4.7 kW 33 Nm 9.7 A 423 V 1500 r/min 5.2 kW 33 Nm 9.7 A 470 V forced ventilation; direction of air flow DE--> NDE; IP55 degree of protection Incremental encoder 22-bit with commutation position (encoder IC22DQ) with DRIVE-CLiQ interface Design IM B35 (IM V15, (IM V35) SHAFT WITH FITTED KEY HALF-KEY BALANCING BEARING: STANDARD, VIBRATION SEVERITY GRADE: R/A, SHAFT AND FLANGE ACCURACY: R TERMINAL BOX (ABOVE) CABLE ENTRY ON THE RIGHT SIGNAL CONNECTION D-END |  | PM300:Active Product |  |  | downloaded_assets/images/1PH8103-1DD03-2GA1.jpg
A6X30101306
A6X30084693
VGG10.204U
7MF4-233-1FA10-1NC6-Z
6FC247-0AA0-0AA2
3VL9320-6SH30 | ETU VL250 3-pole, line protection ETU22, LSIG 3 phases/4 lines with connecting cable IR=80...200A, overload protection, ISD=1.5 to 10xIR, II=11 xIN short-circuit protection screw terminal connections in scope of delivery of switching unit, tripping solenoid integrated |  | PM410:Product cancellation | Product is cancelled since: 01.10.2019 | Sucessor:www.siemens.com/conversion-tool This product is a Spare Part, please visit the Spares & Service section for more information If you need assistance please contact our local Siemens office | downloaded_assets/images/3VL9320-6SH30.jpg
TPSB14400SF0400
FDU:53858090020502
6ES7511-1AK02-4YB5 | SIMATIC S7-1500, STARTERKIT, CONSISTIG OF: CPU 1511-1 PN, DI 16X24VDC HF, DQ 16X24VDC/0.5A ST, POWER SUPPLY PM1507, 24V/3A, MOUNTING RAIL 160MM, SIMATIC MEMORY CARD, 4 MB, FRONTCONNECTOR, ETHERNET CABLE. STEP 7 V13 SP1 PROFESSIONAL TRIAL365-LICENSE, INFO MATERIAL, IN SYSTAINER |  | PM500:Discontinued Product or end of PLM & Support | End of product lifecycle since: 18.04.2016 | Product is no longer available If you need assistance please contact our local Siemens office
3VL7180-2VM30-0AA0 | circuit breaker VL1200 UL type NG (cat no. HNX3G800) non-interchangeable frame, with circuit breaker approval acc. to UL 489 high breaking capacity 3-pole; NEMA rating 65kA/480V and 35kA/600V (molded case circuit breaker) trip unit LCD ETU, LSIG TA=40°C 3 phases/4 lines In=800A, rated current ISD=1.25-10xIR, II=8xIN short-circuit protection IR=300-800A ETU for line protection without auxiliary release without auxiliary/alarm switch, spare part product only for replacement purposes |  | PM410:Product cancellation | Product is cancelled since: 01.10.2021 | Sucessor:Successor portfolio 3VA; further information via www.siemens.com/3VA | downloaded_assets/images/3VL7180-2VM30-0AA0.jpg
3SU1201-6AC40-1AA0-ZY12 | Indicator lights, compact, 22 mm, round, plastic, green, lens, smooth, with holder, Operating voltage 110 V AC, screw terminal, with laser labeling, lower case |  | PM490:Start of final year of support | Product discontinued since: 01.10.2021 | Product is no longer available. Successor: 3SU1103-6AA40-1AA0-ZY12 Compare Products
P1J446257 | Device: 7SJ85 Overcurrent Prot ection Housing type: Flush mo unting; BI: 19; BO: 15 (3ST + 12F + 0HS + 0P); CT: 8 (protec tion); VT: 8 (standard); ¦Measuring-transducer inputs: 0 (20 mA or 10 V, fast), 0 (20 mA, standard); ¦Housing width: 1/2 x 19''; ¦Modules in 19" row 1: IO202, PS201, IO202; ¦Modules in 19" row 2: ; ¦LEDs/Push-buttons: 16 LEDs; ¦Operation Panel: Integrated; ¦Key switch: Without; ¦Display type: Small display; ¦Front Design: Standard; ¦Power Supply: DC 60 V-250 V, AC 100 V-230 V; ¦Redundant Power Supply: No; |  | PM300:Active Product |  |  | downloaded_assets/images/P1J446257.jpg
WMP02U
91QD32DFA
74ET32WFAF
D01101A
FDU:70000004066685
8PQ9114-0AA77 | Support D40x 60 M10 |  | PM300:Active Product |  |  | downloaded_assets/images/8PQ9114-0AA77.jpg
LMH:A5E38667526
3NJ4123-3BF11 | In-line fuse switch disconnector 3-pole selectable, Sz. 1 I=250 A, U=690 V Screw terminal M10, Current transformer installation possible |  | PM300:Active Product |  |  | downloaded_assets/images/3NJ4123-3BF11.jpg
VBE325B13LX
US2:SMFFGJ1P
AEWGVAZ023-IEC
NFG3T150L
17EP82BJ81
P1Z550 | Terminal: Terminal: 6x 2-p. cr oss con. volt. term.; |  | PM300:Active Product |  |  | downloaded_assets/images/P1Z550.jpg
52PP2H2A
6FX8002-2AD04-1CG1 | Signal cable pre-assembled for absolute value encoder SSI and EnDat 5V DC, also extension for base 6FX8002-2AD00-XXXX 3x (2x0.14) C+4x 0.14+2x0.5 C Connector full thread M23 MOTION-CONNECT 800PLUS trailable UL/CSA DESINA Dmax=9.2 mm TYPE: 6FX8002-2AD04 LENGTH (M) = +0 +20 +6 +0.1 |  | PM300:Active Product |  |  | downloaded_assets/images/6FX8002-2AD04-1CG1.jpg
US2:40JG120C
A7B82500007322 | Siemens intends to sell the LV NEMA motor business to ABB on the target date of May 2nd 2023 . Provided the sell is completed on the target date, the brand on nameplate will change sometime between May 2nd 2023 and Feb 2nd 2024. ******************************* Repair parts for motors HSG, Fan 320 CAST IRON SD/ESD/XP/EXP |  | PM500:Discontinued Product or end of PLM & Support | End of product lifecycle since: 26.04.2023 | Product is no longer available If you need assistance please contact our local Siemens office
3VA1196-5EF36-0AC0 | circuit breaker 3VA1 IEC Frame 160 breaking capacity class M Icu=55 kA @ 415 V 3-pole, line protection TM240, ATAM, In=16 A overload protection Ir=11 A...16 A short-circuit protection Ii=10...20 x In terminal connection 2 auxiliary switches HQ |  | PM300:Active Product |  |  | downloaded_assets/images/3VA1196-5EF36-0AC0.jpg
3VA2440-6HL32-0AD0 | circuit breaker 3VA2 IEC Frame 630 breaking capacity class H Icu=85 kA @ 415 V 3-pole, line protection ETU320, LI, In=400 A overload protection Ir=160 A...400 A short-circuit protection Ii=1.5...12 x In nut keeper kit 3 auxiliary switches HQ |  | PM300:Active Product |  |  | downloaded_assets/images/3VA2440-6HL32-0AD0.jpg
1FK70644CF711KG1 | SIMOTICS S Synchronous motor 1FK7-HD PN=2.5kW; UDC=600V M0=12Nm (100K); NN=3000rpm; Naturally cooled FRAME SIZE IMB 5 (IM V1, IM V3) FLANGE 1 POWER CONNECTOR ROTATABLE ABSOLUTE ENCODER 16BIT + 12BIT MULTITURN, WITH DRIVE-CLIQ INTERFACE (ENCODER AM16DQ) PLAIN SHAFT, TOLERANCE N; W/O HOLDING BRAKE Degree of protection IP65 |  | PM410:Product cancellation | Product is cancelled since: 01.10.2018 |  | downloaded_assets/images/1FK70644CF711KG1.jpg
1FK7062-3BF74-1AA1 | SIMOTICS S Synchronous motor 1FK7-HI PN=1.9kW; UDC=600V M0=8.5Nm (100K); NN=3000rpm; Naturally cooled FRAME SIZE IMB 5 (IM V1, IM V3) FLANGE 1, WITH PT1000 TEMPERATURESENSOR POWER CONNECTOR ROTATABLE INCREMENTAL ENCODER SIN/COS 1VP 2048 S/R WITH C- AND D-SPUR (ENCODER IC2048S/R) SHAFT WITH FITTED KEY, TOLERANCE N; W/O HOLDING BRAKE Degree of protection IP65 |  | PM300:Active Product |  |  | downloaded_assets/images/1FK7062-3BF74-1AA1.jpg
6SL33513AE350AA0 | ***spare part*** SINAMICS S120 replacement IPD card for air-cooled Power Module 380-480 V 3 AC, 50/60 Hz/490 A |  | PM300:Active Product |  | This product is a Spare Part, please visit the Spares & Service section for more information If you need assistance please contact our local Siemens office | downloaded_assets/images/6SL33513AE350AA0.jpg
6ES59800DA11 | ***Spare part*** SIMATIC S5, backup battery Lithium battery for buffered RAM module 6ES5377-0BA31 and 6ES5377-0BA41 |  | PM490:Start of final year of support | Product discontinued since: 01.10.2024 | Product was deleted without replacement If you need assistance please contact our local Siemens office | downloaded_assets/images/6ES59800DA11.jpg
8MF1088-2UD20-0A | SIVACON, Roof, with Ventilation openings with Ventilation openings IP20, W: 800 mm, T: 800 mm, zinc-plated |  | PM300:Active Product |  |  | downloaded_assets/images/8MF1088-2UD20-0A.jpg
8PQ9138-7AA54 | bracket top |  | PM300:Active Product |  |  | downloaded_assets/images/8PQ9138-7AA54.jpg
18DSF82BA
PBD:94111120
6ES7675-1DK40-3AT0 | ***no longer available*** SIMATIC IPC427C Bundle, WinCC flexible 2008/WinAC, Consisting of: Microbox 6ES7671-1D...-.AA0 Core 2 Duo 1.2 GHz, 800 MHz FSB, 1x PB DP, 2x IE 1 Gbit, software pre-installed 4 GB DDR3 1066, SODIMM Windows Embedded Standard 2009 80 GB Solid-State Drive SATA (standard) Replaceable without drive (only with internal drive) WinAC RTX F 2010; WinCC flexible 2008 RT 2048 PT |  | PM490:Start of final year of support | Product discontinued since: 01.10.2019 | Product was deleted without replacement If you need assistance please contact our local Siemens office
KRH:16002500
8PS6235-3EH16 | LRA0741-8-TE-F TERMINAL ELEMENT TE-F L1,L2,L3,PEN 1600A |  | PM300:Active Product |  |  | downloaded_assets/images/8PS6235-3EH16.jpg
1FK7033-4CF21-1CA2 | SIMOTICS S Synchronous motor 1FK7-HD PN=0.38kW; UDC=300V; M0=1. 3Nm (100K); NN=3000rpm; Naturally cooled FRAME SIZE IMB 5 (IM V1, IM V3) FLANGE 1 POWER CONNECTOR ROTATABLE ABSOLUTE ENCODER 24 BIT + 12 BIT MULTITURN WITH DRIVE-CLIQ INTERFACE (ENCODER AM24DQI) SHAFT WITH FITTED KEY, TOLERANCE N; W/O HOLDING BRAKE Degree of protection IP65 DE flange IP67 |  | PM300:Active Product |  |  | downloaded_assets/images/1FK7033-4CF21-1CA2.jpg
6SL32303YC141UP0 | SINAMICS G120X Rated power: 1.5 kW At 110% 60s, 100% 240 s Unfiltered 200-240 V 3 AC +10/-20% 47-63 Hz Ambient temperature -20 to +45 °C Size: FSA Degree of protection IP20 / UL open type Paint finish 3C3 With Intelligent Operator Panel with IO expansions Fieldbus integrated: PROFIBUS DP |  | PM300:Active Product |  |  | downloaded_assets/images/6SL32303YC141UP0.jpg
171H10303S-A2BMBDD
31-3500-06
TPSL15800SF040R
A1FHBAAAHCA
US2:52SC6AEA0
1FT5066-1AF71-4FG0 | AC feed motor, DC link 600 V 8.0Nm, 100K, 3000 rpm naturally cooled, TG and RLG, IP64 IM B5 (IM V1, IM V3) Power and signal connector Connector outlet direction axial DE Additionally built-in pulse encoder ROD 320, 2500 pulses/rev. Smooth shaft, without holding brake |  | PM490:Start of final year of support | Product discontinued since: 01.10.2016 | Product was deleted without replacement Sucessor:Successor: 1FT6/1FK7 (partially compatible) If you need assistance please contact our local Siemens office | downloaded_assets/images/1FT5066-1AF71-4FG0.jpg
52SB2BABJ2K2J4
A5E02916228 | SIMATIC PG, spare part, Display lock slide, Spring for Field PG M5/M4/M3 (20 units each) |  | PM400:Phase Out Started | Product phase-out since: 01.10.2024 | This product is a Spare Part, please visit the Spares & Service section for more information If you need assistance please contact our local Siemens office | downloaded_assets/images/A5E02916228.jpg
8GK1122-3KA12 | ALPHA 400, wall-mounted cabinet, IP44, Protection class 1, H: 800 mm, W: 300 mm, T: 210 mm, RAL 9016 |  | PM300:Active Product |  |  | downloaded_assets/images/8GK1122-3KA12.jpg
US2ENCL3260403XB
3RK1300-0ES01-0AA0 | EM 300 DS, FOR ET 200 X, ELECTRO-MECH. DIRECT STARTER, SETTING RANGE 0.28...0.4A, AC-3, 0.10KW/400V, WITHOUT BRAKE CONTACT, W. 9-POLE MOTOR FEEDER AND 9-POLE POWER CONNECTION |  | PM500:Discontinued Product or end of PLM & Support | End of product lifecycle since: 01.10.2020 | Product is no longer available Sucessor:For required replacement https://support.industry.siemens.com/My/ww/en/requests If you need assistance please contact our local Siemens office
G85139-K1790-A826
NFX2B225L
9610UH2116HFZD
9610TH1116GEZA
3RA1220-0AB23-0BP4
STPH44GK0120X
KM3-T500
LMH:102531312
8PS6201-3EH40 | LRA2841-0-2,0 STRAIGHT LENGTH L1,L2,L3,PEN 4000A (1,51M-2,0M) |  | PM300:Active Product |  |  | downloaded_assets/images/8PS6201-3EH40.jpg
1FK7086-4CF74-1EB1 | SIMOTICS S Synchronous motor 1FK7-HD PN=2kW; UDC=600V M0=28Nm (100K); NN=3000rpm; Naturally cooled FRAME SIZE IMB 5 (IM V1, IM V3) FLANGE 1, WITH PT1000 TEMPERATURESENSOR POWER CONNECTOR ROTATABLE ABSOLUTE ENCODERR 2048 S/R + 4096 UMDREHUNGEN MULTITURN, WITH ENDAT-SCHNITTSTELLE (ENCODER AM2048S/R) SHAFT WITH FITTED KEY, TOLERANCE N; WITH HOLDING BRAKE Degree of protection IP65 |  | PM300:Active Product |  |  | downloaded_assets/images/1FK7086-4CF74-1EB1.jpg
6SL3074-0AA15-0AH0 | SINAMICS S120 electronic license (eCoL) Cogging torque compensation *** Download Product *** E-mail address for order is mandatory |  | PM300:Active Product |  | This product is downloadable only. | downloaded_assets/images/6SL3074-0AA15-0AH0.jpg
6FX2001-2MF00 | INCREM. ENCODER 6FX2001-2MF00 WITH RS 422 (TTL), 5000 P/R, CLAMP FLANGE SHAFT 10MM OPERATING VOLTAGE 5 V, UNIVERSAL CABLE OUTGOING AXIAL / RADIAL CABLE 1M WITH CONNECTOR |  | PM300:Active Product |  |  | downloaded_assets/images/6FX2001-2MF00.jpg
A6X30136261
A6X30108903
NLW3T400L
3SB3500-1GA31-ZB01 | Mushroom pushbutton, 22 mm, round, metal, yellow, momentary contact type, !!! Phased-out product !!! SIRIUS ACT 3SU1 is the successor The preferred successor type is <<3SU1050-1BD30-0AA0>> |  | PM500:Discontinued Product or end of PLM & Support | End of product lifecycle since: 22.03.2024 | Product is no longer available Sucessor:www.siemens.com/conversion-tool If you need assistance please contact our local Siemens office
NDY3X100L
6SN24832CF000GA2 | ***Spare part*** POSMO SI, DC link 600 V 16.0Nm, 100K, 3000 rpm Forced ventilation OPT.ABS, M. 32S/R Fan IP54, IBM 5 (V1, V3) power/signal connectors shaft with feather key, Tolerance N without holding brake; Degree of protection IP65 DE flange IP67 |  | PM500:Discontinued Product or end of PLM & Support | End of product lifecycle since: 30.09.2021 | Product is no longer available Sucessor:repair or replacement of the fan no longer possible If you need assistance please contact our local Siemens office | downloaded_assets/images/6SN24832CF000GA2.jpg
PBD:24200024-01
3RT2016-1DM47
3RE41227AA114EB0
A6X30136578
LCE04C502024A
3VL1712-2DA36-0AB1 | circuit breaker VL160X H high breaking capacity Icu=70kA, 415V AC 3-pole, line protection Trip Unit TM, LI In=125A, rated current Ir=125A, overload protection II=1000A, short-circuit prot. with screw terminals without auxiliary release Auxiliary switch mounting kit 2 AUX (1 NO + 1 NC) |  | PM490:Start of final year of support | Product discontinued since: 17.11.2022 | Product is no longer available Sucessor:3VA1112-6ED32-.... If you need assistance please contact our local Siemens office
14CSD12BA51
US273GT320GA
A6X30093317
6FX50025CS171BF0 | Power cable pre-assembled TYPE 6FX5002-5CS17 4X10 C CONNECTOR FULL THREAD SIZE 3 FOR SINAMICS S120 BOOKSIZE MOTOR MODULE C-/D-TYPES MOTION-CONNECT 500 UL/CSA, DESINA DMAX=20 MM LENGTH (M) = +0 +10 +5 +0 |  | PM300:Active Product |  |  | downloaded_assets/images/6FX50025CS171BF0.jpg
A7F30004946
3VA1110-6EF36-0AF0 | circuit breaker 3VA1 IEC Frame 160 breaking capacity class H Icu=70 kA @ 415 V 3-pole, line protection TM240, ATAM, In=100 A overload protection Ir=70 A...100 A short-circuit protection Ii=5...10 x In terminal connection 1 auxiliary switch HQ 1 trip alarm switch HQ |  | PM300:Active Product |  |  | downloaded_assets/images/3VA1110-6EF36-0AF0.jpg
P1F150235 | Device: 7UT86 Transf. Prot (3 Wind.) Housing type: Flush mo unting; BI: 15; BO: 13 (3ST + 10F + 0HS + 0P); CT: 12 (prote ction); VT: 0 (standard); ¦Measuring-transducer inputs: 0 (20 mA or 10 V, fast), 0 (20 mA, standard); ¦Housing width: 1/2 x 19''; ¦Modules in 19" row 1: IO203, PS201, IO201; ¦Modules in 19" row 2: ; ¦LEDs/Push-buttons: 16 LEDs; ¦Operation Panel: Integrated; ¦Key switch: Without; ¦Display type: Small display; ¦Front Design: Standard; ¦Power Supply: DC 60 V-250 V, AC 100 V-230 V; ¦Redundant Power Supply: No; |  | PM300:Active Product |  |  | downloaded_assets/images/P1F150235.jpg
3NA3230 | LV HRC fuse element, NH2, In: 100 A, gG, Un AC: 500 V, Un DC: 440 V, Front indicator, live grip lugs |  | PM300:Active Product |  |  | downloaded_assets/images/3NA3230.jpg
3VA6110-7HM32-2AA0
6DL5210-1HF08-0YE0 | BRAUMAT,SISTAR software upgrade package Lean (IOS, PCU, ES) from V7.5 to V8.1 SP1 for maximum 28 units, single license, runtime software, software and documentation on DVD, license key on USB flash drive; class A; 2 languages (de, en); please observe product release: support.industry.siemens.com SIOS entry ID: 109824204 - - content: set (1x DVD + 1x USB) |  | PM300:Active Product |  |  | downloaded_assets/images/6DL5210-1HF08-0YE0.jpg
3RB1253-0FB00 | DISCONTINUED PRODUCT OVERLOAD RELAY 50...205 A FOR FULL MOTOR PROTECTION SIZE S6, CLASS 5...30 F. CONT. MOUNT./ INDIV. MOUNT. MAIN CIRCUIT: BUSBAR CONN. AUX. CIRCUIT: SCREW TERMINAL MANUAL-AUTOMATIC-REMOTE RESET STANDARD FUNCTIONS MONOSTABLE OUTPUTS GROUND FAULT SIGNALING DC 24 V |  | PM500:Discontinued Product or end of PLM & Support | End of product lifecycle since: 20.08.2008 | Product is no longer available Sucessor:3RB2283-4AA1 OR 3RB2483-4AA1 WITH 3RB2956-2TH2 AND 3RB2987-2D If you need assistance please contact our local Siemens office
9610UC2116BZZC
17FSH82BD
14HSJ820A
US2:17EP92FA1381
LF2060
FDK:083H3055
NNX3B100L
14FSH32FF
9510EC-1155-CZZB
3VA1112-6EF32-0KH0 | circuit breaker 3VA1 IEC Frame 160 breaking capacity class H Icu=70 kA @ 415 V 3-pole, line protection TM240, ATAM, In=125 A overload protection Ir=88 A...125 A short-circuit protection Ii=5...10 x In nut keeper kit shunt trip (STL) 220-250 V DC, 208-277 V AC 2 auxiliary switches HQ 1 trip alarm switch HQ |  | PM300:Active Product |  |  | downloaded_assets/images/3VA1112-6EF32-0KH0.jpg
5SV3747-5 | residual current operated circuit breaker, 4-pole, type B, selective, In: 80 A, 500 mA, Un AC: 400 V SIGRES: harsh ambient conditions, extended test interval |  | PM300:Active Product |  |  | downloaded_assets/images/5SV3747-5.jpg
A5E52290471 | Oxymat 6 capillary tube spare part |  | PM300:Active Product |  |  | downloaded_assets/images/A5E52290471.jpg
BEC4080GED4
8MF1205-2GS40 | SIVACON, Supporting structure, for standard Empty enclosure, H: 2200 mm, W: 1000 mm, T: 500 mm, RAL 7035 |  | PM300:Active Product |  |  | downloaded_assets/images/8MF1205-2GS40.jpg
WMC16BFBE
6ES7658-2BB17-0YD0 | Notice: Legacy System Services contract is mandatory requirement. SIMATIC PCS 7, software Server V7.1 Powerpack from PO 250 to PO 1000 single license for 1 installation runtime software, without software, without documentation license key on USB flash drive, class A 5 languages (de, en, fr, it, es) executable in Windows Server 2003 reference hardware: PCS 7 547C: server |  | PM410:Product cancellation | Product is cancelled since: 18.03.2019 | This product is a Spare Part, please visit the Spares & Service section for more information If you need assistance please contact our local Siemens office | downloaded_assets/images/6ES7658-2BB17-0YD0.jpg
3SU1001-1AA70-0AA0-ZY13 | Illuminated mushroom pushbutton, 22 mm, round, plastic, clear, 30 mm, latching, pull-to-unlatch mechanism, with laser labeling, symbol number according to, ISO 7000 or IEC 60417 |  | PM300:Active Product |  |  | downloaded_assets/images/3SU1001-1AA70-0AA0-ZY13.jpg
3NWNS10
6AV2153-0XB32-3LA5 | SIMATIC WinCC Unified V19 PC Engineering max. PowerTags, upgrade V16..V18 -> V19, engineering software in the TIA Portal; floating license; with software, documentation and license key for download; class A; 9 languages: de,en,zh included, fr,es,it,ru,ja,ko as download; please observe product release: support.industry.siemens.com entry ID: 109820987 - - consignee email address required for delivery |  | PM300:Active Product |  | This product is downloadable only. | downloaded_assets/images/6AV2153-0XB32-3LA5.jpg
6ES7833-1SM03-0YA5 | SIMATIC S7, software, Safety Matrix Tool V6.3, Floating License for 1 user, E-SW, without SW, without docu.; License key on USB flash drive, Class A, 2 languages (de, en), executable in Win 7 SP1 Enterprise/Ultimate, Win 10 Enterprise LTSB 2015, Server 2008 R2 SP1, Server 2012 R2, Server 2016, Reference HW: PC/PG, Software requirement: S7 F systems ******************************* Content: 1x USB |  | PM300:Active Product |  |  | downloaded_assets/images/6ES7833-1SM03-0YA5.jpg
LEN02C006347B
A7F30006799
V23012-A0105-A004
800101L00
6ZY10121AA00 | *Spare part* Axial fan W2D250-GA08-08, 380...415 V, 50/60 Hz, 357319 for devices 6SC36/37, 6SE35/36, 6SE51/52 |  | PM500:Discontinued Product or end of PLM & Support | End of product lifecycle since: 30.04.2019 | Product is no longer available Sucessor:Possible remaining spare part inventory and repair on request If you need assistance please contact our local Siemens office
3VL96004WJ41 | ACCESSORIES FOR VL800, WITHDRAWABLE VERSION, MOUNTING KIT REAR CONNECTION, 4-POLE |  | PM500:Discontinued Product or end of PLM & Support | End of product lifecycle since: 29.05.2017 | Product is no longer available Sucessor:Futher information about local contact: www.siemens.com/lowvoltage/contact If you need assistance please contact our local Siemens office
1MB21212BA216LG3 | Siemens intends to sell the LV NEMA motor business to ABB on the target date of May 2nd 2023 . Provided the sell is completed on the target date, the brand on nameplate will change sometime between May 2nd 2023 and Feb 2nd 2024. ******************************* LOW-VOLTAGE MOTOR, NEMA 3 PHASE SQUIRREL CAGE MOTOR HAZARDOUS DUTY XP100 CAST-IRON HOUSING NP EFFICIENCY, TEFC (IP65) 2 POLE * FS 256T 20 HP (60 HZ) CLASS I, GROUPS C&D, DIVISION I CLASS II,GROUPS F&G, DIVISION I 230/460V STD 60HZ C-FACE W/O FEET W/ DRIP COVER W-6,7 thermostat FLOOR F-1 |  | PM500:Discontinued Product or end of PLM & Support | End of product lifecycle since: 26.04.2023 | Product is no longer available If you need assistance please contact our local Siemens office
P1G166768 | Device: 6MD85 Bay Controller w ith Standardvariant Housing t ype: Flush mounting; BI: 27; B O: 17 (11ST + 6F + 0HS + 0P); CT: 0 (protection) + 4 (sensit ive); VT: 4 (standard); ¦Measuring-transducer inputs: 0 (20 mA or 10 V, fast), 0 (20 mA, standard); ¦Housing width: 1/2 x 19''; ¦Modules in 19" row 1: IO202, PS201, IO207; ¦Modules in 19" row 2: ; ¦LEDs/Push-buttons: 16 LEDs; ¦Operation Panel: Integrated; ¦Key switch: Without; ¦Display type: Large display; ¦Front Design: Standard; ¦Power Supply: DC 60 V-250 V, AC 100 V-230 V; |  | PM300:Active Product |  |  | downloaded_assets/images/P1G166768.jpg
P1J1013382 | Device: 7SJ85 Overcurrent Prot ection with Standardvariant H ousing type: Flush mounting; B I: 27; BO: 17 (11ST + 6F + 0HS + 0P); CT: 3 (protection) + 1 (sensitive); VT: 4 (standard); ¦Measuring-transducer inputs: 0 (20 mA or 10 V, fast), 0 (20 mA, standard); ¦Housing width: 1/2 x 19''; ¦Modules in 19" row 1: IO202, PS201, IO207; ¦Modules in 19" row 2: ; ¦LEDs/Push-buttons: 16 LEDs; ¦Operation Panel: Integrated; ¦Key switch: Without; ¦Display type: Large display; ¦Front Design: Standard; ¦Power Supply: DC 60 V-250 V, AC 100 V-230 V; |  | PM300:Active Product |  |  | downloaded_assets/images/P1J1013382.jpg
1FT7068-5AF71-1FG0 | SIMOTICS S Synchronous motor 1FT7, M0=15Nm (100K) NN=3000rpm, PN=3.42kW Naturally cooled Frame size IMB 5 (IM V1, IM V3) Conventional flange (1FT6/1FK7 compatible) POWER CONNECTOR ROTATABLE Absolute encoder 22-bit Multiturn with DRIVE-CLiQ interface (encoder AM22DQ) Rotatable connector PLAIN SHAFT, W/O HOLDING BRAKE; ACC. TOLERANCE N VIBRATION SEVERITY GRADE A, DEGREE OF PROTECTION IP 64 |  | PM300:Active Product |  |  | downloaded_assets/images/1FT7068-5AF71-1FG0.jpg
343-04322-2
CLT3P400
TPSL156400F4X0R
TPSF15640004X00
HFG3B150L
3TH4253-0AP6 | Contactor relay, 53E, DIN EN 50011, 5NO + 3NC, screw terminal AC operation 240 V AC 60 Hz/220 V AC 50 Hz |  | PM500:Discontinued Product or end of PLM & Support | End of product lifecycle since: 01.01.2025 | Product was deleted without replacement If you need assistance please contact our local Siemens office | downloaded_assets/images/3TH4253-0AP6.jpg
XZM:53828000001001
P1A270812 | Device: 7SA86 Distance Prot. 3 -pole with Standardvariant Ho using type: Flush mounting; BI : 15; BO: 20 (6ST + 14F + 0HS + 0P); CT: 8 (protection); VT: 8 (standard); ¦Measuring-transducer inputs: 0 (20 mA or 10 V, fast), 0 (20 mA, standard); ¦Housing width: 1/2 x 19''; ¦Modules in 19" row 1: IO208, PS201, IO202; ¦Modules in 19" row 2: ; ¦LEDs/Push-buttons: 16 LEDs; ¦Operation Panel: Integrated; ¦Key switch: Without; ¦Display type: Small display; ¦Front Design: Standard; ¦Power Supply: DC 60 V-250 V, AC 100 V-230 V; |  | PM300:Active Product |  |  | downloaded_assets/images/P1A270812.jpg
A6X30142076
LCE01C601347A
US2:30JUHH32B1VH
91D84022001
TPSC121200F030R
15-A-1801-01
MC144BF
US2:18DUB92FG
US2:52PM9V4K
P460NVD
6AG4141-7CK56-5GA0 | SIMATIC IPC427E (Microbox PC), HD graphic onboard, 4x USB V3.0 (high current), PCIE (optional), XEON E3-1505L; 3x Gbit Ethernet (IE/PN); Wall mounting; 16 GB with ECC and NVRAM; 2x RS232/485; 2x PCIe (x4 and x1); Windows 10 Enterprise 2019 LTSC (64-bit), MUI (en,de,fr,it,es), for Xeon; CFast 128 GB, (only as option with operating system/SW, if no internal mass storage); 480 GB solid-state drive SATA Without SIMATIC software; 24 V DC industrial power supply |  | PM300:Active Product |  |  | downloaded_assets/images/6AG4141-7CK56-5GA0.jpg
3RA2426-8XH32-2BB4 | Contactor assembly for star-delta (wye-delta) start, AS-i AC-3, 22 kW/400 V, 24 V DC 3-pole, size S0 Spring-type terminals electrical and mechanical interlock 3 NO + 3 NC integrated |  | PM300:Active Product |  |  | downloaded_assets/images/3RA2426-8XH32-2BB4.jpg
1FT7105-5AB70-1CB1 | SIMOTICS S Synchronous motor 1FT7, M0=50Nm (100K) NN=1500rpm, PN=6.60kW Naturally cooled Frame size IMB 5 (IM V1, IM V3) recessed flange (more compact) POWER CONNECTOR ROTATABLE ABSOLUTE ENCODER 24 BITS + 12 BIT MULTITURN WITH DRIVE-CLIQ INTERFACE (ENCODER AM24DQI) SHAFT WITH FITTED KEY; WITH HOLDING BRAKE; ACC. TOLERANCE N VIBRATION SEVERITY GRADE A, DEGREE OF PROTECTION IP 65 |  | PM300:Active Product |  |  | downloaded_assets/images/1FT7105-5AB70-1CB1.jpg
3SU1400-2EA10-6AA0 | AS-Interface module, 2 safe inputs, black, Spring-type terminal (Push-in), for input/output, for floor mounting |  | PM300:Active Product |  |  | downloaded_assets/images/3SU1400-2EA10-6AA0.jpg
40IP32BL
6FX80025CN051AD8 | power cable extension 4x 1.5 C, SPEED-CONNECT Sz. 1 MOTION-CONNECT 800PLUS Trailable UL/CSA, DESINA Dmax=9.5 mm TYPE: 6FX8002-5CN05 LENGTH (M) = +0 +0 +3 +0.8 |  | PM300:Active Product |  |  | downloaded_assets/images/6FX80025CN051AD8.jpg
6GT2091-1CN10 | - - spare part - - MOBY I/E/U plug-in cable, pre-assembled, between ASM 450/452/473 and SLG, PUR, length 10 m. |  | PM410:Product cancellation | Product is cancelled since: 01.10.2018 | This product is a Spare Part, please visit the Spares & Service section for more information If you need assistance please contact our local Siemens office | downloaded_assets/images/6GT2091-1CN10.jpg
6FX50025CA411JA0 | ****spare part**** power cable pre-assembled 4x 4 C plug size 1.5 (1FT/1FK to 611/810D/SIMOVERT) UL/CSA, DESINA MOTION-CONNECT 500 Dmax=11.4 mm TYPE: 6FX5002-5CA41 LENGTH (M) = +0 +80 +0 +0 |  | PM410:Product cancellation | Product is cancelled since: 01.10.2015 | This product is a Spare Part, please visit the Spares & Service section for more information If you need assistance please contact our local Siemens office | downloaded_assets/images/6FX50025CA411JA0.jpg
FDU:70000004087964
18CSD92WE
16AF15BFAVZ
1-796-4629
FDU:70000004041827
544-780FB
3SU1401-1BB20-3AA2 | LED module with integrated LED 24 V AC/DC, red, Spring-loaded terminal, for front plate mounting, ATEX Zone 1-2: Intrinsic safety |  | PM300:Active Product |  |  | downloaded_assets/images/3SU1401-1BB20-3AA2.jpg
6FC5867-4VB01-1AA8 | Powertrain StartupSet VW for projects with IPC427E Win10 and SINUMERIK 840D sl / SIMATIC S7-300, Windows 10, PCU Base V12.1, SINUMERIK Operate V4.7SP7 HMI PRO sl V8.3, Version 1.0, Edition 08/19, on USB flash drive without license |  | PM400:Phase Out Started | Product phase-out since: 01.10.2023 |  | downloaded_assets/images/6FC5867-4VB01-1AA8.jpg
LDX:L0279076
HNF3030CX
SMU2CBC89NP
1FK7042-5AF21-1EB8 | ****spare part**** SIMOTICS S synchronous servo motor 1FK7 Compact, DC link 300 V 3.0 Nm, 100K 3000 rpm, 0.82 kW naturally cooled IM B5 (IM V1, IM V3) power/signal connector plug rotatable by 270° ABSOLUTE ENCODER ENDAT 2048 P/REV (ENCODER A-2048); PERFORMANCE REDUCTION BY 10% DUE TO ABSOLUTE ENCODER; SHAFT WITH FITTED KEY, TOLERANCE N; WITH HOLDING BRAKE DEGREE OF PROTECTION IP65 IP67 D-END FLANGE; RAL7016 COATING; METALLIC RATING PLATE AT MOTOR |  | PM410:Product cancellation | Product is cancelled since: 01.10.2019 | Sucessor:Successor product is 1FK7 Generation 2 This product is a Spare Part, please visit the Spares & Service section for more information If you need assistance please contact our local Siemens office | downloaded_assets/images/1FK7042-5AF21-1EB8.jpg
3VL9600-3AS10 | accessory for VL630, VL800, assembly kit, leading auxiliary switch 1 CO, from off to on 1.5m connecting cable |  | PM410:Product cancellation | Product is cancelled since: 01.10.2021 | Sucessor:www.siemens.com/conversion-tool This product is a Spare Part, please visit the Spares & Service section for more information If you need assistance please contact our local Siemens office | downloaded_assets/images/3VL9600-3AS10.jpg
A6X30043573
A6X30091653
P1A271130 | device: 7SA87 distance protection, 1-/ 3-pole housing type: flush mounting; BI : 27; BO: 17 (11ST + 6F + 0HS + 0P); I: 4 (protection); U: 4 ( standard); product status: discontinuation ; measuring transducer inputs: 0 (20 m A or 10 V, fast), 0 (20 m A, normal); housing width: 1/2 x 19''; modules in 19" row 1: IO 202, PS201, IO207; modules in 19" row 2: ; LEDs/push-buttons: 16 LEDs; operation panel: integrated; key switch: without; display type: small display; front design: standard; auxiliary voltage: 60 V - 250 V DC, |  | PM410:Product cancellation | Product is cancelled since: 31.12.2022 | Sucessor:SIPROTEC 5 with CP300_2 | downloaded_assets/images/P1A271130.jpg
6ES76604CA080AK3 | SIMATIC PCS 7 Industrial Workstation IPC547E; (Rack PC, 19", 4HU), Interfaces: 2x Gbit LAN (RJ45), 1x DVI-I, 2x Display Port; 1x COM, 2x PS/2, Audio; 2x USB 3.0; 6x USB 2.0 on the rear, 2x USB 3.0, on front; 1x USB 2.0 internal; 7 slots: 2x PCIE X16, 1x PCIE x8, 4x PCI; Temperature and fan monitoring Watchdog; card retainer; Pentium Dual Core G3420 (2C/2T, 3.3 GHz, 3 MB cache); OS Client; 1x 500 GB HDD SATA; internal, 0.2 G vibration, 1 G shock, 4 GB DDR3 SDRAM (2x 2 GB), Dual Channel; Without additional system bus communication cards; PCS 7 V8.0 SP2 pre-installed; Windows 7 Ultimate, 64 bit, MUI (en/de/fr/it/es/cn); enclosure painted; DVD +/-RW (slim); 110/240V industrial power supply unit; with NAMUR; Power supply cable USA |  | PM490:Start of final year of support | Product discontinued since: 01.06.2020 | Product is no longer available Sucessor:Successor: PCS 7 IPC547G – 6ES7660-7 If you need assistance please contact our local Siemens office | downloaded_assets/images/6ES76604CA080AK3.jpg
7SA8200-1CB30-0AA0 | Distance protection, Housing:flush, Display:small, DC 60 V - 125 V, 10: 23BI, 16BO, 4VT, 4xIp, 5 Yrs. warrenty, base function points |  | PM500:Discontinued Product or end of PLM & Support | End of product lifecycle since: 23.07.2024 | Product was deleted without replacement Sucessor:Can be downgraded as far as V8.83. Order older version with SIP5 configurator. If you need assistance please contact our local Siemens office | downloaded_assets/images/7SA8200-1CB30-0AA0.jpg
L2D0098140 | CCS cable EV-T2M4CC-DC150A- 3.5M35ESBK11; part of: UC100, D100 |  | PM300:Active Product |  |  | downloaded_assets/images/L2D0098140.jpg
FDU:70000004065700
A6X30140236
US2:32CUCA92F2VA
3RH11221KE40 | coupling contactor, 2 NO + 2 NC 60 V DC 0.7 ... 1.25* Us with varistor screw terminal size S00 !!! phased-out product !!! successor is SIRIUS 3RH2 |  | PM490:Start of final year of support | Product discontinued since: 17.06.2019 | Product is no longer available Sucessor:The successor is 3RH2122-1KE40 If you need assistance please contact our local Siemens office | downloaded_assets/images/3RH11221KE40.jpg
9610UH2115CGTD
SMU2CB0109NP
FDU:70000004067094
26FUF92BA
52SC6AEX715
52PP7KRXB
ZA-31
US2:30CUBB32B2VG
63984
NMA:C419849001
TPS3BL645XM2
3VA5190-4ED31-1AA0 | circuit breaker 3VA5 UL Frame 125 breaking capacity class S 25 kA @ 480 V 3-pole, line protection TM210, FTFM, In=90 A overload protection Ir=90 A permanently set short-circuit protection Ii=10 x In UL 489 SB (naval), 50° C without connection |  | PM300:Active Product |  |  | downloaded_assets/images/3VA5190-4ED31-1AA0.jpg
6AG41142NM310AX0 | SIMATIC IPC847D (Rack PC) (Rack PC, 19", 4HU); 2x Gbit Ethernet (IE/PN), RJ45; 1x DVI-I; 2x display ports; 1x COM 1; 2x PS/2; audio; 4x USB 3.0 incl. 1x internal; 3x USB 2.0; Temp. and fan monitoring; Watchdog, Card retainer XEON E3-1275 V3 (4C/8T, 3.5 (3.9) GHz, 8 MB cache, TB, VT-D, AMT); mainboard without fieldbus 240 GB SSD SATA, internal 8 GB DDR3 SD-RAM (2x 4 GB), Dual channel Bus module 11 slots: 3x PCI, 3x PCIE X4, 5x PCIE X16; without hardware expansions without expansion (HW); Graphics onboard Windows 7 Ultimate, 32 bit, MUI (de, en, fr, es, it), SP1 without software 110/240V industrial power supply unit; with NAMUR, Power supply cable Europe |  | PM410:Product cancellation | Product is cancelled since: 16.03.2023 | This product is a Spare Part, please visit the Spares & Service section for more information If you need assistance please contact our local Siemens office | downloaded_assets/images/6AG41142NM310AX0.jpg
14FP12HG81
3SB03-LT1
MM0404ML22L
5SY34166 | CIRCUIT BREAKER 400V 4.5KA, 4-POLE, B, 16A, D=70MM |  | PM500:Discontinued Product or end of PLM & Support | End of product lifecycle since: 10.01.2017 | Product is no longer available Sucessor:Order the replacement type at technical-assistance@siemens.com (0911-895-5900) If you need assistance please contact our local Siemens office
25FSF92BC13
1FK7043-7AF21-1UH5 | ****spare part**** SIMOTICS S synchronous servo motor 1FK7 High Dynamic, DC link 300 V 3.1 Nm, 100K, 3000 rpm 0.79 kW, naturally cooled IM B5 (V1, V3) power/signal connector plug rotatable by 270° .RESOLVER MULTI-POLE (RESOLVER P=3) WITH DRIVE-CLIQ INTERFACE; PLAIN SHAFT, TOLERANCE N; WITH HOLDING BRAKE DEGREE OF PROTECTION IP65 AS FLANGE IP67; PAINT FINISH RAL7016 |  | PM410:Product cancellation | Product is cancelled since: 01.10.2019 | Sucessor:Successor product is 1FK7 Generation 2 This product is a Spare Part, please visit the Spares & Service section for more information If you need assistance please contact our local Siemens office | downloaded_assets/images/1FK7043-7AF21-1UH5.jpg
3VL4740-1SE36-2KB1 | circuit breaker VL400N standard breaking capacity Icu=55kA, 415V AC 3-pole, line protection trip unit ETU20, LSI In=400A, rated current IR=160...400A, overload protection, ISD=1.5 to 10xIR, II=11 xIN short-circuit protection Undervoltage release 440...480 V AC Auxiliary switch mounting kit 2 AUX (1 NO + 1 NC) |  | PM490:Start of final year of support | Product discontinued since: 17.11.2022 | Product is no longer available Sucessor:3VA2340-5HN32-.... If you need assistance please contact our local Siemens office
6SL3225-0SE24-0UA3 | Frequency converter for ET 200S Power unit IPM25 Module width 130 mm 380-480 V 3 AC+10/-15% 47-63Hz Output 4.0 kW Overload 150% 60s, 200% 3S Energy recovery expandable with brake control module Option: ext. EMC filter (Class A) |  | PM500:Discontinued Product or end of PLM & Support | End of product lifecycle since: 01.10.2021 | Product was deleted without replacement If you need assistance please contact our local Siemens office | downloaded_assets/images/6SL3225-0SE24-0UA3.jpg
3SU1000-5BL31-0AA0-ZY11 | keyswitch Siemens, C, 22 mm, round, plastic, lock number SSG10, with 2 keys, 3 switch positions I-O-II, latching, actuating angle 2x45°, 10:30h/12h/13:30h, key removal II, with laser inscription, in upper case |  | PM300:Active Product |  |  | downloaded_assets/images/3SU1000-5BL31-0AA0-ZY11.jpg
P1J641205 | Device: 7SJ81 Overcurrent prot ection with Standardvariant H ousing type: Flush mounting; B I: 16; BO: 11 (11ST + 0F + 0HS + 0P); CT: 4 (protection); VT: 4 (standard); ¦Measuring-transducer inputs: 0 (20 mA or 10 V, fast), 0 (20 mA, standard); ¦Housing width: 1/3 x 19''; ¦Modules in 19" row 1: IO102, PS101, IO112; ¦Modules in 19" row 2: ; ¦LEDs/Push-buttons: 12 LEDs; ¦Operation Panel: Integrated; ¦Key switch: Without; ¦Display type: Small display; ¦Front Design: Standard; ¦Power Supply: DC 110 V-250 V, AC 100 V-230 V; |  | PM300:Active Product |  | Sucessor:Can be downgraded as far as V8.83. Order older version with SIP5 configurator. | downloaded_assets/images/P1J641205.jpg
P1L267021 | Device: 7UM85 Generator Protec tion Housing type: Flush moun ting; BI: 23; BO: 17 (3ST + 10 F + 4HS + 0P); CT: 11 (protect ion) + 1 (sensitive); VT: 4 (s tandard); ¦Measuring-transducer inputs: 0 (20 mA or 10 V, fast), 0 (20 mA, standard); ¦Housing width: 2/3 x 19''; ¦Modules in 19" row 1: IO202, PS201, IO203, IO209; ¦Modules in 19" row 2: ; ¦LEDs/Push-buttons: 32 LEDs; ¦Operation Panel: Integrated; ¦Key switch: Without; ¦Display type: Large display; ¦Front Design: USA; ¦Power Supply: DC 60 V-250 V, AC 100 V-230 V; |  | PM300:Active Product |  |  | downloaded_assets/images/P1L267021.jpg
8PS6211-2TH16 | LRA0751-8-K-1,5 FLAT ELBOW (KNEE) (X+Y MAX 1500) L1,L2,L3,N,PE 1600A |  | PM300:Active Product |  |  | downloaded_assets/images/8PS6211-2TH16.jpg
1PH7163-2JD00-0BA3 | ****spare part**** SIMOTICS M compact asynchronous motor 22 kW, 1000 rpm, 210.1 Nm VC: 25 kW, 1150 rpm, 207.6 Nm 55 A, without brake 400V 3AC 50Hz, with fan Relative motor encoder HTL 2048 incr./rev. Terminal box on top, Cable on right Type of construction IM B3 (IM V5, IM V6) Vibration severity grade R, Shaft and flange accuracy R Fitted key + half-key balancing Direction of air flow from DE to NDE IP55, Fan IP54 standard paint finish (RAL 7016) |  | PM410:Product cancellation | Product is cancelled since: 01.10.2015 | Sucessor:See SIOS ID: 109479619 This product is a Spare Part, please visit the Spares & Service section for more information If you need assistance please contact our local Siemens office | downloaded_assets/images/1PH7163-2JD00-0BA3.jpg
6AV72600FP310EX3 | SIMATIC IPC677D (Panel PC), 2x10/100/1000 Mbit/s Ethernet; 4x USB V3.0, 1x serial (COM1); Watchdog, temperature and Fan monitoring; RAID controller onboard; 15" Touch (1280x 800); with front USB Core I3-4330TE (2C/4T, 2.4 GHz, 4 MB cache, VT-X); PROFINET (IRT, 3 ports, CP 1616-compatible); 2 MB buffered SRAM Solid-state drive 240 GB; 320 GB HDD SATA (2.5"); DVD +/-RW 8 GB DDR3 1600 DIMM; 1x PCIE (X16); 1x PCI without expansion (HW) Windows 10 Enterprise LTSB 2016, 64 bit, MUI (en, de, fr, it, es) for Celeron and I3; without expansion (software) AC 110/230V industrial power supply unit with NAMUR; Power supply cable USA |  | PM410:Product cancellation | Product is cancelled since: 31.12.2022 | This product is a Spare Part, please visit the Spares & Service section for more information If you need assistance please contact our local Siemens office | downloaded_assets/images/6AV72600FP310EX3.jpg
6GK8781-5TC02-0AK1 | SINEC NMS upgrade Monitoring S 1Y. Upgrade for the migration of SINEC NMS V1.0, SINEMA Server or RUGGEDCOM NMS to SINEC NMS Monitoring V2.0 and higher network monitoring and diagnostics for up to 500 IP devices. Subscription license, term 12 months with automatic extension. Delivery via OSD. Siemens expressly recommends using only the current product versions. |  | PM300:Active Product |  | This product is downloadable only. | downloaded_assets/images/6GK8781-5TC02-0AK1.jpg
NFK3B200LA2RNXX
US2:32DUDD92N1V2C
74ET36DGAP
3RG78456BJ10
9610EH1155CDTB
9610UC1116JCTC
30ESGF3202VA
6FX50025CA151AA5 | power cable, pre-assembled, Extension 4x 2.5 C, Connector Sz. 1 (1FT/1FK to 611/810D/SIMOVERT) UL/CSA, DESINA MOTION-CONNECT 500 Dmax=12.9 mm TYPE: 6FX5002-5CA15 LENGTH (M) = +0 +0 +0 +0.5 |  | PM300:Active Product |  |  | downloaded_assets/images/6FX50025CA151AA5.jpg
FDU:70000004066648
9610UH2155CGTC
9610UH2155KZZD
3RA1235-4HB36-1AK6
T3G60030A5R1KNJ
3RA1135-4ED34-1BP4
7SL8711-0DA10-0AA0 | Line differential and distance protection, Housing:surface integrated, Display:without, DC 60 V-250 V, AC 100 V-230 V , 11BI, 9BO, 4xV, 4xIp, 5 Yrs. warrenty, base function points, Significant Feature: Two-end operation |  | PM500:Discontinued Product or end of PLM & Support | End of product lifecycle since: 23.07.2024 | Product was deleted without replacement If you need assistance please contact our local Siemens office | downloaded_assets/images/7SL8711-0DA10-0AA0.jpg
3VA1112-6EF36-0AF0 | circuit breaker 3VA1 IEC Frame 160 breaking capacity class H Icu=70 kA @ 415 V 3-pole, line protection TM240, ATAM, In=125 A overload protection Ir=88 A...125 A short-circuit protection Ii=5...10 x In terminal connection 1 auxiliary switch HQ 1 trip alarm switch HQ |  | PM300:Active Product |  |  | downloaded_assets/images/3VA1112-6EF36-0AF0.jpg
3SU1000-5BL31-0AA0-ZY01 | keyswitch Siemens, C, 22 mm, round, plastic, special lock, with 2 keys, 3 switch positions I-O-II, latching, actuating angle 2x45°, 10:30h/12h/13:30h, key removal II |  | PM300:Active Product |  |  | downloaded_assets/images/3SU1000-5BL31-0AA0-ZY01.jpg
9LA1110-5CC00-1AH0
A5E00417431 | 3er Distributor T10, T11, T12 |  | PM300:Active Product |  |  | downloaded_assets/images/A5E00417431.jpg
645
9610UC2115BGTD
6ED1052-2MD00-0BA3 | LOGO! 12/24RCO, LOGIC MODULE PU/I/O: 12/24V DC/RELAY, 8 DI (2AI)/4 DO; W/O DISPLAY, MEMORY 56 BLOCKS, EXPANDABLE WITH EXTRA MODULES |  | PM500:Discontinued Product or end of PLM & Support | End of product lifecycle since: 01.10.2010 | Product was deleted without replacement If you need assistance please contact our local Siemens office
8WH40000CG07 | PE TERMINAL WITH DIRECT CONNECTION, SECTION: 4 MM2, COLOR: GREEN-YEL. |  | PM500:Discontinued Product or end of PLM & Support | End of product lifecycle since: 01.07.2014 | Product is no longer available. Successor: 8WH6001-0CG07 Compare Products Sorry but this product is currently not available.
3-424-2333A02
7-000-5004065
LNX3T800L
SLMLS465000IGCMD6
3SU1050-5BN51-0AA0-ZY01Y19 | keyswitch Siemens, C, 22 mm, round, metal, shiny, special lock, with 2 keys, 3 switch positions I-O<II, left latching, momentary contact type on the right, actuating angle 2x45°, 10:30h/12h/13:30h, key removal O+I, customer-specific selection with SIRIUS ACT configurator (CIN) |  | PM300:Active Product |  | Please enter text for every Y option (using the Configurator). | downloaded_assets/images/3SU1050-5BN51-0AA0-ZY01Y19.jpg
LMH:6100604516
XZM:A5E32399177
1FK7042-2AC74-1SB1 | SIMOTICS S synchronous motor 1FK7-CT PN=0.59 kW; UDC=600V M0=3Nm (100K); NN=2000rpm; naturally cooled design IMB 5 (IM V1, IM V3) flange 1, with Pt1000 temperature sensor power connector rotatable multi-pole resolver (resolver P=4) shaft with feather key, tolerance N with holding brake degree of protection IP65 |  | PM300:Active Product |  |  | downloaded_assets/images/1FK7042-2AC74-1SB1.jpg
6AV6355-1GA00-0CF3 | WinCC OA - 50 Mobile UIs REDU Patch Only Service. Allows the application of publicly available patches. Version upgrade requires the POS Versions Upgrade option. Runtime: 12 months. Must be purchased with a corresponding product. Billing takes place annually in advance. Automatic, chargeable extension by 1 year if not canceled 1 month prior to expiration. ***************************** Email address required for delivery. |  | PM300:Active Product |  | This product is downloadable only. | downloaded_assets/images/6AV6355-1GA00-0CF3.jpg
US2:40HP32WH
QFA3280.EWSC
17GSH82BF
4AP4390-4LB
T3G30150C5R1XN
6AV6371-1HX07-2AX0 | WinCC/IndustrialDataBridge V7.2 Data exchange with databases and OPC servers, 128 tags, option for WinCC V7.2 and WinCC V7.2 Asia, runtime software, single license software and license key download ******************************* Email address required for delivery |  | PM500:Discontinued Product or end of PLM & Support | End of product lifecycle since: 01.10.2023 | This product is downloadable only. Product was deleted without replacement If you need assistance please contact our local Siemens office | downloaded_assets/images/6AV6371-1HX07-2AX0.jpg
US2:32DUEA92B2V2C
6SE3231-4DS45 | MIDIMASTER VECTOR MDV7500/3 3AC 380-500V +/-10% 50/60HZ CONSTANT TORQUE: 75 KW OVERLOAD 150% 60SEC, 200% 3SEC VARIABLE TORQUE: 90 KW 1150 X 500 X 570 MM (H X W X D) PROTECTION IP56 NEMA 4/12 AMBIENT TEMPERATURE 0-40 DEG C |  | PM500:Discontinued Product or end of PLM & Support | End of product lifecycle since: 01.10.2012 | Product was deleted without replacement If you need assistance please contact our local Siemens office
B170HM
6ES78104CC002YX0 | SIMATIC STEP 7 EPL Master; royalty obligation for 1 installation; only valid in connection with enterprise license agreement; engineering software; software and documentation on DVD, license key on USB flash drive; class A |  | PM400:Phase Out Started | Product phase-out since: 07.11.2017 |  | downloaded_assets/images/6ES78104CC002YX0.jpg
6FC5852-1XC20-0YA8 | SINUMERIK ONE CNC software 31-3 with SINUMERIK Operate software 6.20 6 languages (en,de,fr,it,es,zh-CHS) on DVD, without license MLFB is substituted with successor. |  | PM300:Active Product |  | For this product a successor is available 6FC5852-1XC21-0YA8 Compare Products | downloaded_assets/images/6FC5852-1XC20-0YA8.jpg
1FY2080-0RB32-4AA0 | ***spare part*** planetary gearbox NRK120 i=32 with feather key at output for motor with centering edge N=80 mm, hole circle M=100 mm and shaft D=19 mm x L=40 mm (1FK2205 / 1FT2205) |  | PM300:Active Product |  | This product is a Spare Part, please visit the Spares & Service section for more information If you need assistance please contact our local Siemens office | downloaded_assets/images/1FY2080-0RB32-4AA0.jpg
P1J324441 | Device: 7SJ85 Overcurrent Prot ection with Standardvariant H ousing type: Flush mounting; B I: 27; BO: 17 (11ST + 6F + 0HS + 0P); CT: 3 (protection) + 1 (sensitive); VT: 4 (standard); ¦Measuring-transducer inputs: 0 (20 mA or 10 V, fast), 0 (20 mA, standard); ¦Housing width: 1/2 x 19''; ¦Modules in 19" row 1: IO202, PS201, IO207; ¦Modules in 19" row 2: ; ¦LEDs/Push-buttons: 16 LEDs; ¦Operation Panel: Integrated; ¦Key switch: Without; ¦Display type: Large display; ¦Front Design: Standard; ¦Power Supply: DC 60 V-250 V, AC 100 V-230 V; |  | PM300:Active Product |  |  | downloaded_assets/images/P1J324441.jpg
3SE03-BT3
US2:14DUB12XF
3RT1326-1AP00 | Contactor, AC-1, 40 A, 26 kW 400 V 230 V AC, 50 Hz 4-pole, Size S0 Screw terminal !!! Phased-out product !!! Successor is SIRIUS 3RT2 Preferred successor type is >>3RT2326-1AP00<< |  | PM500:Discontinued Product or end of PLM & Support | End of product lifecycle since: 30.09.2021 | Product is no longer available Sucessor:The successor is 3RT2326-1AP00 If you need assistance please contact our local Siemens office | downloaded_assets/images/3RT1326-1AP00.jpg
JL2T100
LW004VR
5SY6532-8 | CIRCUIT BREAKER 230V 6KA,1+N-POLE D, 32A, D=70MM |  | PM500:Discontinued Product or end of PLM & Support | End of product lifecycle since: 01.10.2014 | Product is no longer available. Successor: 5SY4532-8 Compare Products
TPSD15640S000DR
9610DC1155FBTC
53-716-757-007
RLW-051505
US2:LGG2B050L
NNY3W800L
P1G515696 | Device: 6MD85 Bay Controller Housing type: Flush mounting; BI: 209; BO: 16 (10ST + 6F + 0 HS + 0P); CT: 4 (protection); VT: 4 (standard); ¦Measuring-transducer inputs: 0 (20 mA or 10 V, fast), 16 (2 0 mA, standard); ¦Housing width: 1 x 19'' + 1/2 x 19''; ¦Modules in 19" row 1: IO202, PS201, IO206, IO233, IO233, IO 233; ¦Modules in 19" row 2: PS203, IO233, CB202; ¦LEDs/Push-buttons: 16 LEDs; ¦Operation Panel: Integrated; ¦Key switch: Without; ¦Display type: Large display; ¦Front Design: Standard; |  | PM300:Active Product |  |  | downloaded_assets/images/P1G515696.jpg
1FK2104-5AK10-1SA0 | SIMOTICS S-1FK2 HD servo motor M0=2.4 Nm; PN = 1.07 kW at nN=6000 rpm (380-480 V); PN = 0.75 kW at nN=3000 rpm (200-240 V); with holding brake; degree of protection IP64; shaft D19x40 mm with feather key; absolute encoder single-turn 22-bit (encoder AS22DQC); with OCC interface; plug size M17, rotatable; |  | PM300:Active Product |  |  | downloaded_assets/images/1FK2104-5AK10-1SA0.jpg
6FX5002-5CS01-1ED0 | Power cable pre-assembled type: 6FX5002-5CS01 (1FT/1FK/1PH for SINAMICS) 4x 1.5 C, Connector Sz. 1/1.5 mm2 UL/CSA DESINA MOTION-CONNECT 500 Dmax=8.4 mm, Length (m)= +0 +40 +3 +0 |  | PM400:Phase Out Started | Product phase-out since: 01.10.2016 |  | downloaded_assets/images/6FX5002-5CS01-1ED0.jpg
ENCL3140808BXX
S03ED62A
48EC18AA2
US2:30DUDA32F2VH
9510EC2116FFTB
9610DH1115DDZD
VBA230D12LX
3RA1125-0KA23-1BP4
1FK7100-5AF71-1UA3 | ****spare part**** SIMOTICS S synchronous servo motor 1FK7 Compact, 18 Nm 100K, 3000 rpm, 3.77 kW naturally cooled IM B5 (IM V1, IM V3) power/signal connector plug rotatable by 270° RESOLVER MULTI-POLE (RESOLVER P=4) WITH DRIVE-CLIQ INTERFACE; SHAFT WITH FITTED KEY, TOLERANCE N; W/O HOLDING BRAKE DEGREE OF PROTECTION IP64; PAINT FINISH RAL7016 |  | PM410:Product cancellation | Product is cancelled since: 01.10.2019 | Sucessor:Successor product is 1FK7 Generation 2 This product is a Spare Part, please visit the Spares & Service section for more information If you need assistance please contact our local Siemens office | downloaded_assets/images/1FK7100-5AF71-1UA3.jpg
1PH7186-2JF00-0EA3 | ****spare part**** SIMOTICS M compact asynchronous motor 74 kW, 1500 rpm, 471.1 Nm VC: 85 kW, 1750 rpm, 463.8 Nm 173 A, VC: 172 A, without brake with fan Cable gland entry Relative motor encoder HTL 2048 incr./rev. Terminal box on top, Cable on right Type of construction IM B3 Bearing for belt output Vibration severity grade R, Shaft and flange accuracy N Fitted key + half-key balancing Direction of air flow from DE to NDE IP55, Fan IP54 standard paint finish (RAL 7016) |  | PM490:Start of final year of support | Product discontinued since: 30.09.2022 | Product was deleted without replacement Sucessor:See SIOS ID: 109479157 If you need assistance please contact our local Siemens office | downloaded_assets/images/1PH7186-2JF00-0EA3.jpg
5TE1610 | Disconnector, T92 690 V 100 A 3-pole+NF transparent T |  | PM500:Discontinued Product or end of PLM & Support | End of product lifecycle since: 04.10.2023 | Product is no longer available Sucessor:see SIOS newsletter nr. 109783815 If you need assistance please contact our local Siemens office | downloaded_assets/images/5TE1610.jpg
US2:ASKE2
6ES7314-5AE02-0AB0 | SIMATIC S7-300, CPU 314 IFM COMPACT CPU WITH MPI, 16DI/16DO, 4AI/1AO, 2 X 40 PIN, INTEGRATED 24V DC POWER SUPPLY, 32 KBYTE WORKING MEMORY |  | PM500:Discontinued Product or end of PLM & Support | End of product lifecycle since: 01.10.2011 | Product was deleted without replacement If you need assistance please contact our local Siemens office
40JG82BJ
A6X30071254
A6X30161810
231043213.0-A2BMC
A6X30083504
3WL9111-0AT03-0AA0 | ACCESSORIES CIRCUIT BREAKER 3WL MEAS. FUNCTION PLUS UPGRADABLE WITHOUT VOLTAGE TRANSF. MEASURM. OF HARMONICS & DIST.F. |  | PM500:Discontinued Product or end of PLM & Support | End of product lifecycle since: 26.09.2014 | Product is no longer available If you need assistance please contact our local Siemens office
FDU:70000004027064
FDU:70000004198593
3TF2010-0FB4 | Contactor size S00, 3-pole AC-3 4 kW/400 V Screw terminal Auxiliary switch 10 E (1 NO) Diode or varistor attachable Direct current operation 1.2 W 24 V DC No additional auxiliary contacts !!! Phased-out product !!! Successor is SIRIUS 3RT201 or 3TG10 |  | PM500:Discontinued Product or end of PLM & Support | End of product lifecycle since: 01.06.2023 | Product was deleted without replacement If you need assistance please contact our local Siemens office | downloaded_assets/images/3TF2010-0FB4.jpg
SIE5640-BF300-4.0
6ES7717-1AB00-0BA4 | ***No longer available*** SIMATIC Field PG M5 Advanced; I7-6820EQ (2.8 to 3.5 GHz; 4 kernels+hyperthreading; 8 MB SMART cache); 15.6" display; Full HD (1920x 1080); WLAN 802.11AC & Bluetooth V4.0; DVD +/-RW; HD graphic 530 1x 8 GB DDR4 SD-RAM SO-DIMM 512 GB SSD SATA (2.5"); without S5 interface, without S5-EPROMMER Line cable with power plug: Europe; Keyboard: QWERTZ/QWERTY Windows 10 Enterprise, 64 bit; Trial License for STEP 7 Prof combo (V15 & 2017), WinCC Advanced combo (V15 & WinCC flexible 2008) Software version V15.0.0.0 |  | PM490:Start of final year of support | Product discontinued since: 01.10.2024 | Product was deleted without replacement Sucessor:Successor: 6ES7718-1....-0...Option 1x 8GB DDR4 SD-RAM SO-DIMM not available any If you need assistance please contact our local Siemens office
P1K47821 | Device: 7VE85 Paralleling Devi ce 8 synchronization locations with Standardvariant Housing type: Flush mounting; BI: 15; BO: 20 (6ST + 14F + 0HS + 0P); CT: 8 (protection); VT: 8 (sta ndard); ¦Measuring-transducer inputs: 0 (20 mA or 10 V, fast), 0 (20 mA, standard); ¦Housing width: 1/2 x 19''; ¦Modules in 19" row 1: IO208, PS201, IO202; ¦Modules in 19" row 2: ; ¦LEDs/Push-buttons: 16 LEDs; ¦Operation Panel: Integrated; ¦Key switch: Without; ¦Display type: Small display; ¦Front Design: Standard; ¦Power Supply: DC 60 V-250 V, |  | PM300:Active Product |  |  | downloaded_assets/images/P1K47821.jpg
7VV3003-5PG32 | SICROWBAR 1900V/2.5kA DC overvoltage protection |  | PM300:Active Product |  |  | downloaded_assets/images/7VV3003-5PG32.jpg
K11D255005
8MF6064-5E | Standard cabinet 8MF6 HxWxD=2000x 600x 400 Installation: single non-ventilated, assembled, welded IP54, |  | PM300:Active Product |  |  | downloaded_assets/images/8MF6064-5E.jpg
15-B-3021-01
63CAC01
AA17-B110H-A
TPSMCCD16000RM00
E12CED62B040
FDU:70000004061036
3RT2035-1AL20-ZW96 | power contactor, AC-3e/AC-3, 41 A, 18.5 kW / 400 V, 3-pole, 230 V AC, 50/60 Hz, auxiliary contacts: 1 NO + 1 NC, screw terminal, size: S2, multi-unit packaging, pack = 15 units |  | PM300:Active Product |  |  | downloaded_assets/images/3RT2035-1AL20-ZW96.jpg
3SU1201-0EB20-0AA0-ZY15 | Pushbutton, compact, with extended stroke (12 mm), 22 mm, round, plastic, red transparent, pushbutton, flat, momentary contact type, with holder, with laser labeling, upper case and lower case, always upper case at the beginning of the word |  | PM300:Active Product |  | For this product a successor is available 3SU1201-0EB20-0AA0-ZY15 Compare Products | downloaded_assets/images/3SU1201-0EB20-0AA0-ZY15.jpg
TPS3L0125X00
F002501067AA
9610UH1115HGZD
A7F30004984
A6X30088615
6FX8008-1BA21-1FA0 | Power cable sold by the meter type: 6FX8008-1BA21 4x 2.5+(2x1.5) C C MOTION-CONNECT 800PLUS trailable UL/CSA DESINA Dmax=13.8 mm Type of delivery: Ring |  | PM300:Active Product |  |  | downloaded_assets/images/6FX8008-1BA21-1FA0.jpg
30CUBA3202VE
81DFH6MGG
9610EH1115AFTD
42DF35AGCDH
CRNS800CLF8
73BT35DFA
NMKB900TWUN
6GF6235-5MC | ***SPARE PART*** SCD 1597-KMR, LCD MONITOR 15" FLUSH-MOUNT. W. RESISTIVE TOUCH AND MEMBRANE KEYS, AC 100/230V CUST.-SPEC. FOR FA. MASA |  | PM500:Discontinued Product or end of PLM & Support | End of product lifecycle since: 01.10.2016 | Product was deleted without replacement If you need assistance please contact our local Siemens office
1FT5076-0AG01-2 | AC feed motor, DC link 210V 22Nm, 100K, 4000rpm naturally cooled, TG and RLG, IP64 IM B5 (IM V1, IM V3) Terminal box and signal connector Further repair locations: AV000802, AV003240 |  | PM490:Start of final year of support | Product discontinued since: 01.10.2016 | Product was deleted without replacement If you need assistance please contact our local Siemens office | downloaded_assets/images/1FT5076-0AG01-2.jpg
6EQ2003-2XX58-3BA0 | Notice: Legacy System Services contract is mandatory requirement. SIMATIC PCS 7/90 OS, software Runtime Component Option V9.0, single license for 1 installation runtime software, software and documentation on CD, class A, 1 language (en), executable in Windows 7 Ultimate Windows 10 Enterprise LTSB Server 2012 R2 reference hardware: PCS 7 IPC Bundle including ROVISYS OPC90 Server Package and licenses incl. Maintenance and Support Software Update Service for 1 year |  | PM410:Product cancellation | Product is cancelled since: 01.10.2022 | This product is a Spare Part, please visit the Spares & Service section for more information If you need assistance please contact our local Siemens office | downloaded_assets/images/6EQ2003-2XX58-3BA0.jpg
7MF4923-1MA03-4B | Diaphragm seal flanged for transmitter SITRANS P for differential pressure and flow with flexible capillary tube, Process connection acc. EN 1092-1 / ASME B16.5 Pressure equipment directive F gas 1/liquids 1 ART. 3.3 SEP ****************************** Attention, product discontinued / successor product diaphragm seal for SITRANS P320/P420 available! Please get in touch with your Siemens contact person to determine the successor product ****************************** . Nom. diameter; nom. pressure: 2 inch, class 300 Wetted parts: stainless steel, 316L (1.4435/1.4404), without foil, uncoted Length of extension tube: none Transmission fluid: high-temperature oil Length of capillary tube: 2,5 m (8.20 ft) . |  | PM490:Start of final year of support | Product discontinued since: 01.10.2024 | Product was deleted without replacement If you need assistance please contact our local Siemens office
FDU:70000004182958
NMA:J013576001
1FT6084-8WF71-3EH2 | ****spare part**** SIMOTICS S synchronous servo motor 1FT6 35 Nm, 100K, 3000 rpm water-cooled IM B5 (IM V1, IM V3) for power and signal connector Connector outlet direction Axial NDE Absolute encoder EnDat 2048 S/R (encoder A-2048); Derating 10% due to absolute encoder Smooth shaft circular runout tolerance N with holding brake Vibration severity grade N radial shaft seal (IP67) |  | PM410:Product cancellation | Product is cancelled since: 01.10.2015 | This product is a Spare Part, please visit the Spares & Service section for more information If you need assistance please contact our local Siemens office | downloaded_assets/images/1FT6084-8WF71-3EH2.jpg
6ES7658-1ET00-4YH5 | SIMATIC STEP 7 CFC, runtime CPU, (unlimited number of objects) software, Certificate of License download single license for 1 CPU, R-SW, without software, without documentation, class A, 2 languages (de, en), executable in Windows 10 LTSC 2019 Windows Server 2019 reference hardware: PCS 7 IPC bundle ******************************* email address required for delivery |  | PM300:Active Product |  | This product is downloadable only. | downloaded_assets/images/6ES7658-1ET00-4YH5.jpg
LCE02C701600A
B320UC-HA226.13K
2880B2124
9510EC2115DCTB
187356215
1FK7044-7AF71-1EA3 | ****spare part**** SIMOTICS S synchronous servo motor 1FK7 High Dynamic 4.0 Nm, 100K 3000 rpm, 1.1 kW naturally cooled IM B5 (V1, V3) power/signal connector plug rotatable by 270° ABSOLUTE ENCODER ENDAT 2048 P/REV (ENCODER A-2048); PERFORMANCE REDUCTION BY 10% DUE TO ABSOLUTE ENCODER; SHAFT WITH FITTED KEY, TOLERANCE N; W/O HOLDING BRAKE DEGREE OF PROTECTION IP64; PAINT FINISH RAL7016 |  | PM410:Product cancellation | Product is cancelled since: 01.10.2019 | Sucessor:Successor product is 1FK7 Generation 2 This product is a Spare Part, please visit the Spares & Service section for more information If you need assistance please contact our local Siemens office | downloaded_assets/images/1FK7044-7AF71-1EA3.jpg
1PH7167-2QF23-0BC3 | ****spare part**** SIMOTICS M compact asynchronous motor 37 kW, 1500 rpm, 235.5 Nm VC: 41 kW, 1750 rpm, 223.7 Nm 82 A, VC: 79 A, without brake 400V 3AC 50Hz, with fan Rel. motor encoder 1 VSS 2048 P/U with Drive-CLiQ interface NDE-side on terminal box Terminal box on top, Cable NDE Design IM B35 (IM V15, IM V36) Vibration severity grade R, Shaft and flange accuracy R Fitted key + full-key balancing Direction of air flow from DE to NDE IP55, Fan IP54 standard paint finish (RAL 7016) |  | PM410:Product cancellation | Product is cancelled since: 01.10.2015 | Sucessor:See SIOS ID: 109479619 This product is a Spare Part, please visit the Spares & Service section for more information If you need assistance please contact our local Siemens office | downloaded_assets/images/1PH7167-2QF23-0BC3.jpg
1FK7062-2AH74-1SH0 | SIMOTICS S synchronous motor 1FK7-CT PN=1.4 kW; UDC=600V M0=8.5Nm (100K); NN=4500rpm; naturally cooled design IMB 5 (IM V1, IM V3) flange 1, with Pt1000 temperature sensor power connector rotatable multi-pole resolver (resolver P=4) smooth shaft, tolerance N with holding brake, type of protection IP64 |  | PM300:Active Product |  |  | downloaded_assets/images/1FK7062-2AH74-1SH0.jpg
6SL32203YE160AB0 | SINAMICS G120X Rated power: 2.2 kW At 110% 60s, 100% 240 s Radio interference suppression filter for category C2 380-480 V 3 AC +10/-20% 47-63 Hz Ambient temperature -20 to +45 °C Size: FSA Degree of protection IP20 / UL open type painting 3C2 With Intelligent Operator Panel Without IO expansion Fieldbus integrated: MODBUS RTU, BACnet MS/TP,USS |  | PM300:Active Product |  |  | downloaded_assets/images/6SL32203YE160AB0.jpg
6SL3220-1YE42-1AB0 | SINAMICS G120X Rated power: 75 kW At 110% 60s, 100% 240 s Radio interference suppression filter for category C2 380-480 V 3 AC +10/-20% 47-63 Hz Ambient temperature -20 to +45 °C Size: FSF Degree of protection IP20 / UL open type painting 3C2 without operator panel with IO expansions Fieldbus integrated: MODBUS RTU, BACnet MS/TP,USS |  | PM300:Active Product |  |  | downloaded_assets/images/6SL3220-1YE42-1AB0.jpg
STDDMR120
LNX3E800L
9610DH2115JCTB
FHOEC108
9610DC1155HCTC
52PX5D9Y
A6X30093104
7ME63403TJ176AA2 | SITRANS FM MAG 3100 P Full-bore electromagnetic flow sensor, flanged, diameter DN 15 to DN 300 (1/2" to 12"). Suitable for volume flow measurement of liquids (conductive), main applications in chemical industry, process industry, pulp & paper, industrial wastewater. . DN100, 4 Inch ANSI B16.5, Class 150 Carbon steel flanges ASTM A 105, corrosion-resistant coating of category C4 PFA max 150 deg.C Hastelloy C incl. grounding electrodes Sensor for remote transmitter (order transmitter separately) No bus communication 1/2 inch NPT cable glands, Polyamid terminal box or MAG 6000i integral mount |  | PM300:Active Product |  |  | downloaded_assets/images/7ME63403TJ176AA2.jpg
1FK7085-7AF71-1KG5 | ****spare part**** SIMOTICS S synchronous servo motor 1FK7 High Dynamic 22 Nm 100K, 3000 rpm, 3.14 kW naturally cooled IM B5 (V1, V3) power/signal connector plug rotatable by 270° BASIC ABSOLUTE ENCODER 32 P/REV (ENCODER A-32) WITH DRIVE-CLIQ INTERFACE; PERFORMANCE REDUCTION BY 10% DUE TO ABSOLUTE ENCODER; PLAIN SHAFT, TOLERANCE N; W/O HOLDING BRAKE DEGREE OF PROTECTION IP65 AS FLANGE IP67; PAINT FINISH RAL7016 |  | PM410:Product cancellation | Product is cancelled since: 01.10.2019 | Sucessor:Successor product is 1FK7 Generation 2 This product is a Spare Part, please visit the Spares & Service section for more information If you need assistance please contact our local Siemens office | downloaded_assets/images/1FK7085-7AF71-1KG5.jpg
22JG320F81
52BL5MB
FDU:58387090380051
GDE132.1P
3RG7842-6BJ01
EWN:A5E50744151001
5SL4503-6 | Miniature circuit breaker 230 V 10kA, 1+N-pole, B, 3A |  | PM300:Active Product |  |  | downloaded_assets/images/5SL4503-6.jpg
6FC5398-8CP40-5HA2 | SINUMERIK 840D SL/828D DOCUMENTATION OPERATING MANUAL TURNING EDITION 01/15, Finnish |  | PM300:Active Product |  |  | downloaded_assets/images/6FC5398-8CP40-5HA2.jpg
A6X30196946
6ES5998-7LA21 | SIMATIC S5 MANUAL FOR CP 530 (SINEC L1) ENGLISH |  | PM500:Discontinued Product or end of PLM & Support | End of product lifecycle since: 01.10.2003 | Product is no longer available If you need assistance please contact our local Siemens office
3RA1120-1ED23-0AK6
LEN00D003277A
6AG4140-2BK30-0CA0 | *** no longer available *** SIMATIC IPC427D (Microbox PC), HD graphic onboard, 2x10/100/1000 Mbit/s Ethernet RJ45, 4xUSB V3.0 (high current), PCIe (optional), 24 V DC power supply Celeron U827E; 2x Gbit Ethernet (IE/PN); CAN interface; DIN rail mounting; 2 GB with NVRAM; 2x RS-232; without PCIE; without operating system; Replaceable without drive; CFast 4 GB; without SIMATIC software |  | PM410:Product cancellation | Product is cancelled since: 17.08.2021 | Sucessor:successor: SIMATIC IPC427E 6AG4141-.....-.... This product is a Spare Part, please visit the Spares & Service section for more information If you need assistance please contact our local Siemens office
P1E518291 | Device: 7SS85 Busbar Protectio n 2 zones, 4 bays incl. Housi ng type: Flush mounting; BI: 1 07; BO: 115 (99ST + 16F + 0HS + 0P); CT: 32 (protection); VT : 0 (standard); ¦Measuring-transducer inputs: 0 (20 mA or 10 V, fast), 0 (20 mA, standard); ¦Housing width: 2 x 19''; ¦Modules in 19" row 1: IO207, PS201, IO203, IO203, IO203, IO 203; ¦Modules in 19" row 2: PS203, IO205, IO205, IO205, IO205, IO 231; ¦LEDs/Push-buttons: 16 LEDs; ¦Operation Panel: Integrated; ¦Key switch: Without; ¦Display type: Large display; |  | PM300:Active Product |  |  | downloaded_assets/images/P1E518291.jpg
US2:HED43M015
XZM:A5E44660122
6SL33201TG333AA3 | SINAMICS S120 Single Motor Module Input: 675-1035 V DC Output: 0-690V 3AC, 330A Type rating: 315kW Built-in unit IP20 Internal air cooling incl. Drive-CLiQ cable |  | PM300:Active Product |  |  | downloaded_assets/images/6SL33201TG333AA3.jpg
LCE00C502347A
6FX50025CS111GA0 | Power cable pre-assembled type: 6FX5002-5CS11 (1FT/1FK/1PH for SINAMICS) 4x 2.5 C, Connector Sz. 1/2.5 mm2 UL/CSA, DESINA MOTION-CONNECT 500 Dmax=12.9 mm; Length (m)= +0 +60 +0 +0 |  | PM400:Phase Out Started | Product phase-out since: 01.10.2016 |  | downloaded_assets/images/6FX50025CS111GA0.jpg
B206FO-SA166.600
US2:32DUEA92N2V2C
US2:32HUGG92N2V2C
TPSA12160000300
9610UH1156GETD
87IPL4FC
9510DC-1156-CGTB
MV38SK4FAN3000
DHTL560LK04A
T3G20300A5R1MNJ
P1G98120 | Device: 6MD85 Bay Controller w ith Standardvariant Housing t ype: Flush mounting; BI: 11; B O: 9 (3ST + 6F + 0HS + 0P); CT : 0 (protection) + 4 (sensitiv e); VT: 4 (standard); ¦Measuring-transducer inputs: 0 (20 mA or 10 V, fast), 0 (20 mA, standard); ¦Housing width: 1/3 x 19''; ¦Modules in 19" row 1: IO202, PS201; ¦Modules in 19" row 2: ; ¦LEDs/Push-buttons: 16 LEDs; ¦Operation Panel: Integrated; ¦Key switch: Without; ¦Display type: Large display; ¦Front Design: Standard; ¦Power Supply: DC 60 V-250 V, AC 100 V-230 V; |  | PM300:Active Product |  |  | downloaded_assets/images/P1G98120.jpg
P1N173999 | device: 7KE85 fault recorder 24 recording channels housing type : flush mounting; BI: 123; BO: 9 (3ST + 6F + 0HS + 0P); I: 4 (protection ); U: 16 (standard); measuring transducer inputs: 0 (20 m A or 10 V, fast), 0 (20 m A, normal); housing width: 1 x 19''; modules in 19" row 1: IO 211, PS201, IO201, IO211, IO23 0, IO230; modules in 19" row 2: ; LEDs/push-buttons: 64 LEDs; operation panel: integrated; key switch: without; display type: large display; front design: standard; auxiliary voltage: 60 V-250 V DC, 100 V-230 V AC; |  | PM300:Active Product |  |  | downloaded_assets/images/P1N173999.jpg
A5E34334136 | ****spare part**** front plate |  | PM300:Active Product |  | This product is a Spare Part, please visit the Spares & Service section for more information If you need assistance please contact our local Siemens office | downloaded_assets/images/A5E34334136.jpg
17DUD92BF11M32
1PH81011DF030BA1 | SIMOTICS M compact asynchronous motor 1500 r/min 3.7 kW 24 Nm 12.5 A 265 V 1750 r/min 4.3 kW 23 Nm 12.5 A 304 V 2000 r/min 4.7 kW 22 Nm 12.5 A 343 V 2200 r/min 5.1 kW 22 Nm 12.5 A 363 V forced ventilation; direction of air flow DE--> NDE; IP55 degree of protection Incremental encoder 22-bit with commutation position (encoder IC22DQ) with DRIVE-CLiQ interface Design IM B35 (IM V15, (IM V35) PLAIN SHAFT WITHOUT FITTED KEY; BEARING: STANDARD WITH FIXED BEARING, VIBRATION SEVERITY GRADE: R/A, SHAFT AND FLANGE ACCURACY: R TERMINAL BOX (ABOVE) CABLE ENTRY ON THE RIGHT SIGNAL CONNECTION D-END |  | PM300:Active Product |  |  | downloaded_assets/images/1PH81011DF030BA1.jpg
3VA6450-1MS32-0AA0
3RT2025-2BG40 | power contactor, AC-3e/AC-3, 17 A, 7.5 kW / 400 V, 3-pole, 125 V DC, auxiliary contacts: 1 NO + 1 NC, spring-loaded terminal, size: S0 |  | PM300:Active Product |  |  | downloaded_assets/images/3RT2025-2BG40.jpg
6FX50022EQ311FA0 | signal cable pre-assembled (absolute encoder in motor) 3x 2x 0.14+4x 0.14+2x0.5+4x 0.23 C SPEED-CONNECT Connector UL/CSA, DESINA MOTION-CONNECT 500 Dmax=9.9 mm TYPE: 6FX5002-2EQ31 LENGTH (M) = +0 +50 +0 +0 |  | PM300:Active Product |  |  | downloaded_assets/images/6FX50022EQ311FA0.jpg
US2:83DUB95ED
TPS4F12300XD2
6ES7798-0GA05-0XA0 | SIMATIC PG, AC/DC power supply unit for Field PG M5 and M6 without line cable |  | PM400:Phase Out Started | Product phase-out since: 01.10.2024 |  | downloaded_assets/images/6ES7798-0GA05-0XA0.jpg
3TK2022-0AL2 | Miniature contactor, Screw terminal, 2 NO + 2 NC Snap-on mounting standard mounting rail 230/220 V AC 50/60 Hz AC operation !!! Phased-out product !!! Successor is SIRIUS 3RT23/25 |  | PM500:Discontinued Product or end of PLM & Support | End of product lifecycle since: 30.09.2021 | Product was deleted without replacement If you need assistance please contact our local Siemens office | downloaded_assets/images/3TK2022-0AL2.jpg
KDRULE2H
KDRULA44HE3R
8MF9232 | 8MF system cabinets Mounting plate HxW=800x 900 mm for 8MF system cabinet |  | PM300:Active Product |  |  | downloaded_assets/images/8MF9232.jpg
1FK7060-2AC71-1SH2 | SIMOTICS S Synchronous motor 1FK7-CT PN=1.1kW; UDC=600V M0=6Nm (100K); NN=2000rpm; Naturally cooled FRAME SIZE IMB 5 (IM V1, IM V3) FLANGE 1, WITH KTY TEMPERATURESENSOR POWER CONNECTOR ROTATABLE RESOLVER MULTI-POLE (RESOLVER P=4); PLAIN SHAFT, TOLERANCE N; WITH HOLDING BRAKE Degree of protection IP65 DE flange IP67 |  | PM410:Product cancellation | Product is cancelled since: 01.10.2020 | Sucessor:Successor: 1FK7 motor with temperature sensor Pt1000 | downloaded_assets/images/1FK7060-2AC71-1SH2.jpg
3RK1405-0BQ00-0AA3 | ASIsafe compact module K60F digital safety, 2 F-DI/2 DQ, IP67 2 x input for mechanical sensors 2 x standard output 24 V DC Output supply from U_ASI 4 x M12 socket Mounting plate 3RK1901-0CA00 must be ordered separately |  | PM490:Start of final year of support | Product discontinued since: 01.10.2022 | Product is no longer available. Successor: 3RK1405-0BQ20-0AA3 Compare Products | downloaded_assets/images/3RK1405-0BQ00-0AA3.jpg
A6X30139435
A6X30136833
FHOJC084
8MF1065-2UD30-0A | SIVACON, Roof, with Ventilation openings with Ventilation openings IP40, W: 600 mm, T: 500 mm, zinc-plated |  | PM300:Active Product |  |  | downloaded_assets/images/8MF1065-2UD30-0A.jpg
E4
A5E00071836 | SIMATIC PC, spare part Cable floppy |  | PM500:Discontinued Product or end of PLM & Support | End of product lifecycle since: 01.10.2018 | Product was deleted without replacement If you need assistance please contact our local Siemens office
9510TC-1RTU-AFTA
XZM:50000251000088
58-454-303-501
6FC9344-4NF01 | ACCESSORIES FOR SIMODRIVE VGA MODULE FOR COLOR MONITOR SIGNAL CABLE L = 25 M |  | PM500:Discontinued Product or end of PLM & Support | End of product lifecycle since: 03.10.2001 | Product is no longer available Sucessor:SUCCESSOR PRODUCT: 6FC9344-4NY01-.... If you need assistance please contact our local Siemens office
6AV78842AH306BW0 | ***no longer available*** SIMATIC HMI IPC477C, 15" Touch display, 1024x 768, Standard front w. USB interface Intel Core 2 Duo 1.2 GHz, 4 GB SD-RAM (DDR3), 2x Ethernet 1 Gbit/s; 1x PROFIBUS DP12; 4xUSB 2.0, 500 mA, 1x RS232 (COM1), Power supply 24 V DC, 1x free CF slot, 50 GB SSD (high endurance), Windows Embedded Standard 2009 WinCC V7.0 Runtime pre-inst., WinCC license 2048PT |  | PM500:Discontinued Product or end of PLM & Support | End of product lifecycle since: 01.10.2021 | Product was deleted without replacement If you need assistance please contact our local Siemens office | downloaded_assets/images/6AV78842AH306BW0.jpg
TPS3F1215PXD
9510TC2115ADTB
3RA1225-1BB23-1BW4
30CSEE32W2HA
US274AS36EGAP
AECBLOP057-IEC
FDU:70000004371486
3RG78424BK01
3VA2163-7HN32-0BH0 | circuit breaker 3VA2 IEC Frame 160 breaking capacity class C Icu=110 kA @ 415 V 3-pole, line protection ETU350, LSI, In=63 A overload protection Ir=25 A...63 A short-circuit protection Isd=1.5...10 x Ir, Ii=12 x In nut keeper kit undervoltage release (UVR) 24 V DC 2 auxiliary switches HQ 1 trip alarm switch HQ |  | PM300:Active Product |  |  | downloaded_assets/images/3VA2163-7HN32-0BH0.jpg
6FX50025CS121FE0 | Power cable pre-assembled type: 6FX5002-5CS12 (1FT/1FK/1PH for SINAMICS) 4x 2.5 C, Connector open/2.5 mm2 UL/CSA, DESINA MOTION-CONNECT 500 Dmax=10 mm; Length (m)= +0 +50 +4 +0 |  | PM400:Phase Out Started | Product phase-out since: 01.10.2016 |  | downloaded_assets/images/6FX50025CS121FE0.jpg
8UD1900-0QC01 | KABA cylinder lock with masking frame, standard with door opening position Key number 4 Accessory for: Door-coupling rotary mechanism 3VA 3VA5/6 125/150/250/400/600 |  | PM300:Active Product |  |  | downloaded_assets/images/8UD1900-0QC01.jpg
A6X30138004
EC2GB12
US2:CLMSD02208
B316FB-SA226.13K
TPSA01090X0
6ES7833-1FA15-0YA5 | SIMATIC S7, safety programming tool, STEP 7 Safety Advanced V15.1; engineering software; floating license for 1 user; software and documentation on DVD; license key on USB flash drive; class A, 2 languages (de, en); executable with TIA Portal V15.1 from STEP 7 Professional V15.1; for configuration of SIMATIC S7-1200F/1500F, SIMATIC S7-1500F SW Controller, SIMATIC S7-300F/400F/WinAC F - - content: set (1x DVD + 1x USB) |  | PM500:Discontinued Product or end of PLM & Support | End of product lifecycle since: 01.01.2025 | Product is no longer available Sucessor:A newer version is available: 6ES7833-1FA17-0YA5 If you need assistance please contact our local Siemens office | downloaded_assets/images/6ES7833-1FA15-0YA5.jpg
US2:84CUB950ML
SLVBR4230G
6XV18205BT17
PTH-3
H33R3